## Pulsar_Price_List
Pulsar 2018 06 | Název |  | Popis
| AWO000 |  | 7/TRP20/DSPR (250x250x80, TRP 20VA/16V/18V, tamper:1xNC, 7Ah)
| AWO009 |  | 7/TRP40/DSPR/S (250x250x80, TRP 40VA/16V/18V, tamper:1xNC, 7Ah)
| AWO150 |  | 7/TRP40/DSPR (280x290x80, TRP 40VA/16V/18V, tamper:1xNC, 7Ah)
| AWO220 |  | 17/TRP40/DSPR/S (320x300x90, TRP 40VA/16V/18V, tamper:1xNC, 17Ah)
| AWO200 |  | 17/TRP40/DSPR/L (320x395x90, TRP 40VA/16V/18V, tamper:1xNC, 17Ah)
| AWO250 |  | 17/TRP50/DSPR (320x395x120, TRP 50VA/16V/18V/20V, tamper:1xNC, 17Ah)
| AWO300 |  | 17/TRP80/DSPR (320x395x120, TRP 80VA/16V/18V/20V, tamper:1xNC, 17Ah)
| AWO301 |  | 24/TRP80/DS (350x400x170, TRP 80VA/16V/18V/20V, tamper:1xNC, 24Ah)
UNIVERSAL – ECONOMICAL VERSION
(dimensions: WxHxD [mm], with transformer EI, anti-sabotage protection, space for battery 12V SLA, RAL 9003) EI series – transformer “EI”
Warranty: 2 year from the production date
| code |  | name / description
| AWO000EI |  | 7/EI20/DSPR (250x250x80, EI 20VA/16V/18V, tamper:1xNC, 7Ah)
| AWO150EI |  | 7/EI40/DSPR (280x290x80, EI 40VA/16V/18V, tamper:1xNC, 7Ah)
| AWO220EI |  | 17/EI40/DSPR/S (320x300x90, EI 40VA/16V/18V, tamper:1xNC, 17Ah)
| AWO200EI |  | 17/EI40/DSPR/L (320x395x90, EI 40VA/16V/18V, tamper:1xNC, 17Ah)
| AWO207KON |  | 17/EI40/KON/S (320x305x90+8, EI 40VA/16V/18V, tamper:1xNC, 17Ah, Intended use: Universal - Control panel boards, Access Control system boards, I / O modules, etc. using PW100 standoffs (steel plate hole - 6mm, PCB hole - 4mm), set includes 4xPW100)
| AWO259KON |  | 17/EI40/KON/L (320x400x90+8, EI 40VA/16V/18V, tamper:1xNC, 17Ah, Intended use: Universal - Control panel boards, Access Control system boards, I / O modules, etc. using PW100 standoffs (steel plate hole - 6mm, PCB hole - 4mm), set includes 4xPW100)
UNIVERSAL - compliant with EN50131, Grade 3 (DSC, PARADOX, RISCO, SATEL, PYRONIX, CROW, TELMOR, ROEL, ROGER, EBS, PULSAR)
(dimensions: WxHxD [mm], with transformer TRP, anti-sabotage protection, space for battery 12V SLA, RAL 9003) TRP series – plastic enclosure PC/ABS in class UL 94 V-0, IP30
Warranty: 2 year from the production date
| code |  | name / description
| AWO137 |  | 7/TRP40/DSPR/Grade3 (280x290x80, TRP 40VA/16V/18V, tamper:2xNC, 7Ah)
| AWO221 |  | 17/TRP40/DSPR/S/Grade3 (320x300x90, TRP 40VA/16V/18V, tamper:2xNC, 17Ah)
| AWO191 |  | 17/TRP50/DSPR/L/Grade3 (330x370x90, TRP 50VA/16V/18V/20V, tamper:2xNC, 17Ah)
UNIVERSAL – two-level (hinged mounting plate) Control panels: DSC, SATEL, PARADOX, RISCO, PYRONIX, CROW, TEXECOM, TELMOR, ROGER, EBS Communication modules: GORKE – ATG, ROPAM – BASIC i MULTI GSM, SATEL – ETHM, GSM LT1, LT2, GPRS-T1/T2/T4
(dimensions: WxHxD [mm], with transformer TRP, anti-sabotage protection, space for battery 12V SLA, RAL 9003) TRP series – plastic enclosure PC/ABS in class UL 94 V-0, IP30
Warranty: 2 year from the production date
| code |  | name / description
| AWO220K |  | 17/TRP40/DSPR/S/Enclosure two-level (320x300x140, TRP 40VA/16V/18V, tamper:1xNC, 17Ah)
| AWO200K |  | 17/TRP50/DSPR/L/Enclosure two-level (355x440x140+8, TRP 50VA/16V/18V/20V, tamper:1xNC, 17Ah)
for SATEL control panels
„SATEL” – STANDARD VERSION
(dimensions: WxHxD [mm], with transformer TRP / TRZ, anti-sabotage protection, space for battery 12V SLA, RAL 9003) TRP series – plastic enclosure PC/ABS in class UL 94 V-0, IP30
Warranty: 2 year from the production date
| code |  | name / description
| AWO005 |  | 7/TRP20/SATEL (250x250x80, TRP 20VA/16V/18V, tamper:1xNC, 7Ah)
| AWO006 |  | 7/TRP40/SATEL (250x250x80, TRP 40VA/16V/18V, tamper:1xNC, 7Ah) (minimum quantity order - 50 pieces, on demand)
| AWO205 |  | 17/TRP40/SATEL (320x300x90, TRP 40VA/16V/18V, tamper:1xNC, 17Ah)
| AWO256 |  | 17/TRP50/SATEL (320x395x90, TRP 50VA/16V/18V/20V, tamper:1xNC, 17Ah)
| AWO261 |  | 28/TRP80/SATEL (425x450x145+8, TRP 80VA/16V/18V/20V, tamper:1xNC, 28Ah)
„SATEL” – ECONOMICAL VERSION
(dimensions: WxHxD [mm], with transformer EI / TOR , anti-sabotage protection, space for battery 12V SLA, RAL 9003) EI series – transformer “EI” TOR series – transformer toroid
Warranty: 2 year from the production date
| code |  | name / description
| AWO005EI |  | 7/EI20/SATEL (250x250x80, EI 20VA/18V, tamper:1xNC, 7Ah)
| AWO205EI |  | 17/EI40/SATEL (320x300x90, EI 40VA/18V, tamper:1xNC, 17Ah)
„SATEL”, compliant with EN50131, Grade 3
(dimensions: WxHxD [mm], with transformer TRZ, anti-sabotage protection, space for battery 12V SLA, RAL 9003) TRZ / EIZ series – plastic enclosure PC/ABS in class UL 94 V-0, IP43 TRP series – plastic enclosure PC/ABS in class UL 94 V-0, IP20
Warranty: 2 year from the production date
| code |  | name / description
| AWO004 |  | 7/TRZ20/SATEL/Grade3 (280x275x90, TRZ 20VA/16V/18V, tamper:2xNC, 7Ah)
| AWO213 |  | 17/TRZ40/SATEL/Grade3 (320x305x90, TRZ 40VA/16V/18V, tamper:2xNC, 17Ah)
| AWO257 |  | 17/TRZ50/SATEL/Grade3 (330x395x90, TRZ 50VA/16V/18V/20V, tamper:2xNC, 17Ah)
| AWO270 |  | 17/EIZ75/SATEL/Grade3 (330x395x90, EIZ 75VA/20V, tamper:2xNC, 17Ah)
| AWO306 |  | 28/TRP80/SATEL/Grade3 (445x545x150, TRP 80VA/16V/18V/20V, tamper:2xNC, 28Ah)
for PARADOX control panels
„PARADOX” – STANDARD VERSION (minimum quantity order - 50 pieces, on demand)
(dimensions: WxHxD [mm], with transformer TRP, anti-sabotage protection, space for battery 12V SLA, RAL 9003) TRP series – plastic enclosure PC/ABS in class UL 94 V-0, IP30
Warranty: 2 year from the production date
| code |  | name / description
| AWO003 |  | 7/TRP20/PAR (250x250x80, TRP 20VA/16V/18V, tamper:1xNC, 7Ah)
| AWO008 |  | 7/TRP40/PAR/S (250x250x80, TRP 40VA/16V/18V, tamper:1xNC, 7Ah)
| AWO152 |  | 7/TRP40/PAR (280x290x80, TRP 40VA/16V/18V, tamper:1xNC, 7Ah)
| AWO232 |  | 7/TRP40/PAR/L (320x300x90, TRP 40VA/16V/18V, tamper:1xNC, 7Ah)
| AWO214 |  | 17/TRP40/PAR (320x395x90, TRP 40VA/16V/18V, tamper:1xNC, 17Ah)
„PARADOX” – ECONOMICAL VERSION (minimum quantity order - 50 pieces, on demand)
(dimensions: WxHxD [mm], with transformer EI, anti-sabotage protection, space for battery 12V SLA, RAL 9003) EI series – transformers “EI”
Warranty: 2 year from the production date
| code |  | name / description
| AWO003EI |  | 7/EI20/PAR (250x250x80, EI 20VA/16V/18V, tamper:1xNC, 7Ah)
| AWO008EI |  | 7/EI40/PAR/S (250x250x80, EI 40VA/16V/18V, tamper:1xNC, 7Ah)
| AWO152EI |  | 7/EI40/PAR (280x290x80, EI 40VA/16V/18V, tamper:1xNC, 7Ah)
| AWO232EI |  | 7/EI40/PAR/L (320x300x90, EI 40VA/16V/18V, tamper:1xNC, 7Ah)
„PARADOX”, compliant with EN50131, Grade 3
(dimensions: WxHxD [mm], with transformer TRP, anti-sabotage protection, space for battery 12V SLA, RAL 9003) TRP series – plastic enclosure PC/ABS in class UL 94 V-0, IP30
Warranty: 2 year from the production date
| code |  | name / description
| AWO268 |  | 17/TRP40/PAR/SP/Grade3 (330x395x110, TRP 40VA/16V/18V, tamper:2xNC, 17Ah)
| AWO278 |  | 17/TRP80/PAR/SP/Grade3 (330x395x110, TRP 80VA/16V/18V/20V, tamper:2xNC, 17Ah)
for RISCO control panels
„RISCO”
(dimensions: WxHxD [mm], with transformer TRP or LRS power supply, anti-sabotage protection, space for battery 12V SLA, RAL 9003) TRP series – plastic enclosure PC/ABS in class UL 94 V-0, IP30
Warranty: 2 year from the production date
| code |  | name / description
| AWO151 |  | 7/TRP40/RISCO (280x290x80, TRP 40VA/16V/18V, tamper:1xNC, 7Ah)
| AWO203 |  | 17/TRP40/RISCO (345x395x90, TRP 40VA/16V/18V, tamper:1xNC, 17Ah)
| AWO317 |  | 17/LRS75/PS/LS (440x405x90+8, LRS-75-15 75W/14,4V, tamper:1xNC, 17Ah destination: RP432M LightSYS 2 / RP512MA ProSYS Plus; RP432EZ8 for 5 pcs / RP512EZ16 for 5 pcs)
SECURITY ENCLOSURES - FLUSH MOUNTED
UNIVERSAL
(dimensions: WxHxD [mm], with transformer TRZ, anti-sabotage protection, space for battery 12V SLA, RAL 9003) TRZ series – plastic enclosure PC/ABS in class UL 94 V-0, IP43
Warranty: 2 year from the production date
| code |  | name / description
| AWO500 |  | 17/TRZ40/S-F (310x305x100, TRZ 40VA/16V/18V, tamper:1xNC, 7Ah/17Ah)
| AWO510 |  | 17/TRZ40/M-F (350x395x100, TRZ 40VA/16V/18V, tamper:1xNC, 17Ah)
| AWO515 |  | 17/TRZ50/M-F/SATEL (350x395x100, TRZ 50VA/16V/18V/20V, tamper:1xNC, 17Ah)
| AWO520 |  | 24/TRZ80/L-F (350x400x170, TRZ 80VA/16V/18V/20V, tamper:1xNC, 17Ah/24Ah)
| AWO510VA |  | 17/TRZ40/M-F/PAR (350x395x100, TRZ 40VA/16V/18V, tamper:1xNC, 17Ah) (minimum quantity order - 50 pieces, (minimum quantity order - 50 pieces, on demand))
SECURITY ENCLOSURES - WITHOUT A TRANSFORMER
universal – surface mounted – without a transformer
UNIVERSAL
(dimensions: WxHxD [mm], anti-sabotage protection, space for battery 12V SLA, RAL 9003)
Warranty: 2 year from the production date
| code |  | name / description
| AWO000PU |  | 7/20/DSPR/EMPTY (250x250x80, tamper:1xNC, 7Ah)
| AWO150PU |  | 7/40/DSPR/EMPTY (280x290x80, tamper:1xNC, 7Ah)
| AWO220PU |  | 17/40/DSPR/S/EMPTY (320x300x90, tamper:1xNC, 17Ah)
| AWO200PU |  | 17/40/DSPR/L/EMPTY (320x395x90, tamper:1xNC, 17Ah)
| AWO250PU |  | 17/50/DSPR/EMPTY (320x395x120, tamper:1xNC, 17Ah)
| AWO301PU |  | 24/80/DS/EMPTY (350x400x170, tamper:1xNC, 24Ah)
| AWO305 |  | INTEGRATOR (840x550x172, tamper:2xNC, 7Ah/17Ah)
SATEL – surface mounted – without a transformer
„SATEL”
(dimensions: WxHxD [mm], anti-sabotage protection, space for battery 12V SLA, RAL 9003)
Warranty: 2 year from the production date
| AWO005PU |  | 7/20/SATEL/EMPTY (250x250x80, tamper:1xNC, 7Ah)
| AWO205PU |  | 17/40/SATEL/EMPTY (320x300x90, tamper:1xNC, 17Ah)
| AWO256PU |  | 17/50/SATEL/EMPTY (320x395x90, tamper:1xNC, 17Ah)
„SATEL”, compliant with EN50131, Grade 3
(dimensions: WxHxD [mm], anti-sabotage protection, space for battery 12V SLA, RAL 9003)
Warranty: 2 year from the production date
| AWO269PU |  | 17/80/SATEL/EMPTY/Grade3 (330x405x125, tamper:2xNC, 17Ah)
| AWO269S |  | DIN rail (TH35 -280mm) with brackets for AWO269PU
PARADOX – surface mounted – without a transformer
„PARADOX” (minimum quantity order - 50 pieces, on demand)
(dimensions: WxHxD [mm], anti-sabotage protection, space for battery 12V SLA, RAL 9003)
Warranty: 2 year from the production date
| AWO003PU |  | 7/20/PAR/EMPTY (250x250x80, tamper:1xNC, 7Ah)
| AWO152PU |  | 7/40/PAR/EMPTY (280x290x80, tamper:1xNC, 7Ah)
| AWO232PU |  | 7/40/PAR/L/EMPTY (320x300x90, tamper:1xNC, 7Ah)
| AWO214PU |  | 17/40/PAR/EMPTY (320x395x90, tamper:1xNC,17Ah)
UNIVERSAL – flush mounted – without a transformer
UNIVERSAL – FLUSH TYPE MOUNTED
(dimensions: WxHxD [mm], anti-sabotage protection, space for battery, RAL 9003)
Warranty: 2 year from the production date
| AWO505PU |  | 7/40/S-F/EMPTY (275x285x75, tamper: 1xNC, 7Ah)
| AWO500PU |  | 17/40/S-F/EMPTY (310x305x100, tamper: 1xNC, 7Ah/17Ah)
| AWO510PU |  | 17/40/M-F/EMPTY (350x395x100, tamper: 1xNC, 17Ah)
| AWO520PU |  | 24/80/L-F/EMPTY (350x400x170, tamper: 1xNC, 17Ah/24Ah)
ENCLOSURES FOR RADIO, GSM TRANSMITTERS
for radio transmitters
RADIO TRANSMITTERS ENCLOSURES (MESSER, VICONIC, KP) (minimum quantity order - 50 pieces, on demand)
(dimensions: WxHxD [mm], with transformer EI/TRP/TS, anti-sabotage protection, space for battery 12V SLA, RAL 9003) EI series – transformers “EI” TRP series – plastic enclosure PC/ABS in class UL 94 V-0, IP30 TS series – plastic enclosure, IP43
Warranty: 2 year from the production date
| code |  | name / description
| AWO015 |  | 7/EI20/UNR01VHF/N (250x250x80, EI 20VA/14V, tamper:1xNC, 7Ah)
ENCLOSURES FOR KEYPADS
for keypads - surface mounted
ENCLOSURES FOR KEYPADS: LED, LCD (SATEL, DSC, ROKONET, TEXECOM, PYRONIX, SIEMENS, SUMMIT, CROW)
(dimensions: WxHxD [mm], anti-sabotage protection, RAL 9003)
Warranty: 2 year from the production date
| code |  | name / description
| AWO350 |  | LED/B (190x130x40, tamper:1xNC)
| AWO351 |  | LCD/B (235x135x40, tamper:1xNC)
| AWO352 |  | LED/B-SATEL (210x110x40, tamper:1xNC)
| AWO353 |  | LCD/B-SATEL (215x150x50, tamper:1xNC)
| AWO359 |  | LED/B-M (140x135x40, tamper:1xNC)
| AWO363 |  | LED/B-SIN (170x190x50, tamper:1xNC)
| AWO360 |  | LCD/B-SATEL/W (215x150x50, tamper:1xNC, with pane)
| AWO366 |  | LCD/NETWORX (240x150x56, tamper: 1xNC)
for keypads - flush mounted
ENCLOSURES FOR KEYPADS: LED, LCD – FLUSH TYPE (SATEL, DSC, ROKONET, TEXECOM, PYRONIX, SIEMENS, SUMMIT, CROW)
(dimensions: WxHxD [mm], anti-sabotage protection, RAL 9003)
Warranty: 2 year from the production date
| code |  | name / description
| AWO356 |  | LCD/B/F (250x160x60, tamper:1xNC)
ENCLOSURES FOR BATTERIES
ENCLOSURES FOR BATTERIES
(dimensions: WxHxD [mm], anti-sabotage protection, RAL 9003)
Warranty: 2 year from the production date
| code |  | name / description
| AWO400 |  | AK 7Ah (180x120x70, tamper:1xNC, possibility of mounting on DIN rail enclosures (PKAZ107 kit required))
| AWO401 |  | AK 17Ah (210x190x80, tamper:1xNC, possibility of mounting on DIN rail enclosures (PKAZ107 kit required))
| AWO407 |  | AK 28Ah (225x205x135, tamper:1xNC, possibility of mounting on DIN rail enclosures (PKAZ107 kit required))
| AWO402 |  | AK 44Ah (235x200x175, space for a 2 x 17Ah or 44Ah/12V battery, tamper:1xNC)
| AWO403 |  | AK 65Ah (395x200x175, tamper:1xNC)
ACCESSORIES
| code |  | name / description
| PKAZ107 |  | Mounting kit for DIN rail
ENCLOSURES FOR CONTROL PANELS EXPANDERS
ENCLOSURES FOR CONTROL PANELS EXPANDERS
(dimensions: WxHxD [mm], anti-sabotage protection, RAL 9003)
Warranty: 2 year from the production date
| code |  | name / description
| AWO452 |  | EXPANDER 1 (215x150x50, tamper:1xNC)
| AWO453 |  | EXPANDER 2 (260x170x50, tamper:1xNC)
| AWO454 |  | EXPANDER2/SP/Grade3 (285x195x45, tamper:2xNC, construction compliant with EN50131, Grade 3)
ENCLOSURES FOR "SATEL" EXPANDERS
(dimensions: WxHxD [mm], anti-sabotage protection, space for battery 12V SLA, RAL 9003)
Warranty: 2 year from the production date
| code |  | name / description
| AWO224 |  | 17/EXP/SAT (320x300x90, tamper:1xNC, 17Ah)
| AWO229 |  | 17/EXP/SAT/Grade3 (320x300x90, tamper:2xNC, 17Ah, construction compliant with EN50131, Grade 3)
Enclosure of loudspeaker line supervision of the VAS system Presideo, Paviro, and Plena by BOSCH
(dimensions: WxHxD [mm], RAL 9003)
Warranty: 2 year from the production date
| code |  | name / description
| AWO506 |  | Enclosure of loudspeaker line supervision of the VAS system Presideo, Paviro, and Plena by BOSCH (154x113x38, Installation cable diameter: max 10mm, Cable cross section: max. 2,5mm2)
ENCLOSURES FOR ENCLOSED POWER SUPPLLIES
ENCLOSURES FOR ENCLOSED POWER SUPPLIES: PS and RS series
(dimensions: WxHxD [mm], RAL 9003)
Warranty: 2 year from the production date
| code |  | name / description
| AWO383 |  | Enclosure PS/RS 1 (120x140x45, for mounting power supplies: LRS-35-xx, RS-15-xx, RS-25-xx, RS-35-xx, PS-15xxxx, PS-25xxxx)
| AWO384 |  | Enclosure PS/RS 2 (140x200x45, for mounting power supplies: LRS-35-xx, LRS-50-xx, LRS-75-xx, LRS-100-xx, LRS-150-xx, RS-15-xx, RS-25-xx, RS-35-xx, RS-50-xx, RS-75-xx, RS100-xx, PS-15xxxx, PS-25xxxx, PS-40xxxx, PS-60xxxx)
| AWO385 |  | Enclosure PS/RS 3 (160x265x55, for mounting power supplies: LRS-35-xx, LRS-50-xx, LRS-75-xx, LRS-100-xx, LRS-150-xx, RS-15-xx, RS-25-xx, RS-35-xx, RS-50-xx, RS-75-xx, RS100-xx, RS150-xx, PS-15xxxx, PS-25xxxx, PS-40xxxx, PS-60xxxx, PS-100xxxx, PS-150xxxx, PS-200xxxx)
| AWO386 |  | Enclosure PS/RS 3/LB (170x330x60, for mounting power supplies: LRS-35-xx, LRS-50-xx, LRS-75-xx, LRS-100-xx, LRS-150-xx, RS-15-xx, RS-25-xx, RS-35-xx, RS-50-xx, RS-75-xx, RS100-xx, RS150-xx, PS-15xxxx, PS-25xxxx, PS-40xxxx, PS-60xxxx, PS-100xxxx, PS-150xxxx, PS-200xxxx, RSP-100-xx, RSP-150-xx, RSP-200-xx, RSP-320-xx, RSP-500-xx, and fuse modules: AWZ573, 574, 575, 577, 578, 579, 585; AWZ576, 580, 586, 589, 597, 598; AWZ535, 536, 588; AWZ595)
ENCLOSURES FOR CCTV RECORDERS
horizontal
ENCLOSURES FOR CCTV RECORDERS
(dimensions: WxHxD [mm], anti-sabotage protection, RAL 9003)
Warranty: 2 year from the production date
| code |  | name / description
| AWO445 |  | Casing DVR/SMALL (395x100(+18)x300, tamper:1xNC)
| AWO447 |  | Casing DVR/SMALL PLUS (395x100(+18)x430, tamper:1xNC)
| AWO483 |  | Casing DVR/MEDIUM (495x100(+18)x400, tamper:1xNC)
| AWO471 |  | Casing DVR/BIG (545x125(+18)x570, tamper:1xNC)
| AWO445BR |  | Bracket for mounting AWO445 or AWO447
| AWO483BR |  | Bracket for mounting AWO483
| AWO471BR |  | Bracket for mounting AWO471
vertical
ENCLOSURES FOR CCTV RECORDERS
(dimensions: WxHxD [mm], anti-sabotage protection, colour)
Warranty: 2 year from the production date
| code |  | name / description
| AWO528 |  | Enclosure DVR/MINI/VERTICAL (320x430x82+14, Recorder space max.: W=260 H=250 D=62; - enclosure is fitted with straps for mounting the DVR, tamper: 2xNC -opening and detachment of the enclosure, RAL9005)
| AWO528W |  | Enclosure DVR/MINI/VERTICAL WHITE (320x430x82+14, Recorder space max.: W=260 H=250 D=62; - enclosure is fitted with straps for mounting the DVR, tamper: 2xNC -opening and detachment of the enclosure, RAL9003)
| AWO529 |  | Enclosure DVR/SMALL/VERTICAL (435x500x120+14, Recorder space max.: W=375, H=100, D=310 - enclosure is fitted with straps for mounting the DVR, tamper: 2xNC -opening and detachment of the enclosure, RAL9005)
| AWO529W |  | Enclosure DVR/SMALL/VERTICAL WHITE (435x500x120+14, Recorder space max.: W=375, H=100, D=310, - enclosure is fitted with straps for mounting the DVR, tamper: 2xNC -opening and detachment of the enclosure, RAL9003)
| AWO530 |  | Enclosure DVR/MEDIUM/VERTICAL (535x650x120+14, Recorder space max.: W=475, H=100, D=450 - enclosure is fitted with straps for mounting the DVR, tamper: 2xNC -opening and detachment of the enclosure, RAL9005)
| AWO530W |  | Enclosure DVR/MEDIUM/VERTICAL WHITE (535x650x120+14, Recorder space max.: W=475, H=100, D=450 - enclosure is fitted with straps for mounting the DVR, tamper: 2xNC -opening and detachment of the enclosure, RAL9003)
ADDITIONAL ACCESSORIES FOR HORIZONTAL ENCLOSURES AND AWO530
Warranty: 2 year from the production date
| code |  | name / description
| ARAW45 |  | Fan with temperature sensor 45°C Dimensions: W=78, H=78, D=25 [mm, +/-2]
Metal enclosures with DIN rails
AWO type
(dimensions: WxHxD [mm], DIN rail length: 330mm (18 „S” type fields), anti-sabotage protection, space for battery 12V SLA, RAL 7035)
Warranty: 3 year from the production date
| code |  | name / description
| AWO611 |  | Casing DIN 1/150 (200x220x150+8, Number of DIN rails / length / number of „S” type fields: 1 / 130mm / 7, tamper:1xNC, colour: RAL9003 - white, Warranty: 2 year from the production date
| AWO612 |  | Casing DIN 2/140 (370x405x140, number of DIN rails: 2, tamper:1xNC, 2x17Ah/12V)
| AWO613 |  | Casing DIN 3/140 (370x580x140, number of DIN rails: 3, tamper:1xNC, 2x17Ah/12V)
| AWO622 |  | Casing DIN 2/90 (370x350x90, number of DIN rails: 2, tamper:1xNC, 2x17Ah/12V)
| AWO623 |  | Casing DIN 3/90 (370x495x90, number of DIN rails: 3, tamper:1xNC, 2x17Ah/12V)
| AWO624 |  | DIN 4/90 (370x640x90, number of DIN rails: 4, tamper:1xNC, 2x17Ah/12V)
Metal enclosures with DIN rails - FLUSH MOUNTED
AWO type
(dimensions: WxHxD [mm], DIN rail length: 330mm (18 „S” type fields), anti-sabotage protection, space for battery 12V SLA, RAL 9003)
Warranty: 3 year from the production date
| code |  | name / description
| AWO612P |  | Casing DIN 2/140 (370(410)x405(445)x140, number of DIN rails: 2, tamper:1xNC, 2x17Ah/12V)
| AWO613P |  | Casing DIN 3/140 (370(410)x580(620)x140, number of DIN rails: 3, tamper:1xNC, 2x17Ah/12V)
| AWO614P |  | Casing DIN 4/140 (370(410)x640(680)x140, number of DIN rails: 4, tamper:1xNC, 2x17Ah/12V)
| AWO622P |  | Casing DIN 2/90 ((370(410)x405(445)x90, number of DIN rails: 2, tamper:1xNC, 2x17Ah/12V)
| AWO623P |  | Casing DIN 3/90 (370(410)x580(620x90, number of DIN rails: 3, tamper:1xNC, 2x17Ah/12V)
| AWO624P |  | Casing DIN 4/90 (370(410)x640(680)x90, number of DIN rails: 4, tamper:1xNC, 2x17Ah/12V)
Metal enclosures with DIN rails, ventilated - FLUSH MOUNTED
AWO type
(dimensions: WxHxD [mm], DIN rail length: 330mm (18 „S” type fields), anti-sabotage protection, space for battery 12V SLA, RAL 9003)
Warranty: 3 year from the production date
| code |  | name / description
| AWO612PW |  | Casing DIN 2/140 (370(410)x405(445)x140, number of DIN rails: 2, tamper:1xNC, 2x17Ah/12V)
| AWO613PW |  | Casing DIN 3/140 (370(410)x580(620)x140, number of DIN rails: 3, tamper:1xNC, 2x17Ah/12V)
| AWO614PW |  | Casing DIN 4/140 (370(410)x640(680)x140, number of DIN rails: 3, tamper:1xNC, 2x17Ah/12V)
| AWO622PW |  | Casing DIN 2/90 (370(410)x405(445)x140x90, number of DIN rails: 2, tamper:1xNC, 2x17Ah/12V)
| AWO623PW |  | Casing DIN 3/90 (370(410)x580(620)x140x90, number of DIN rails: 3, tamper:1xNC, 2x17Ah/12V)
| AWO624PW |  | Casing DIN 4/90 (370(410)x640(680)x140x90, number of DIN rails: 4, tamper:1xNC, 2x17Ah/12V)
ACCESSORIES
Warranty: 2 year from the production date
| code |  | name / description
| RAWDIN |  | DIN rail fan with 45ºC temperature sensor (110x115x85÷135, Power supply: 220 ÷ 240VAC/50Hz Fan activation temperature: 45°C Fan mounted directly on a DIN rail
ENCLOSURES DIN/RACK
AWO type
(dimensions: WxHxD [mm], anti-sabotage protection, space for battery 12V SLA, RAL 7035)
Warranty: 3 year from the production date
| code |  | name / description
| AWO610 |  | Casing DIN1 (345x355x80, tamper:1xNC, 17Ah)
| AWO620 |  | Casing DIN2/Plate (335x505x150, tamper:1xNC, 2x17Ah, casing includes: AWO620DIN - 2pcs)
| AWO630 |  | Casing DIN3/Plate/RACK 19" (450x645x177, tamper:1xNC, 65Ah, casing includes: AWO630DIN -3pcs, AWO630PLO -1pcs, AWO630RACK -3pcs)
ADDITIONAL ACCESSORIES FOR ENCLOSURE AWO620
| code |  | name / description
| AWO620DIN |  | Additional DIN rail for AWO620 315mm
| AWO620PL |  | Mounting plate for AWO620 320x180mm
ADDITIONAL ACCESSORIES FOR ENCLOSURE AWO630
| code |  | name / description
| AWO630DIN |  | Additional DIN rail for AWO630 480mm
| AWO630PL |  | Mounting plate for AWO630 485x320mm
| AWO630PLO |  | Hinged mounting plate for AWO630 410x170mm
| AWO630RACK |  | RACK bracket for AWO630 - 4U (1 set)
Enclosures for access controller AMC (Access Modular Controller) - Bosch
(dimensions: WxHxD [mm], anti-sabotage protection, space for battery 12V SLA, RAL: 7035)
Warranty: 2 year from the production date
| code |  | name / description
| AWO513 |  | Enclosure for BOSCH Access Control System - small (415x325x95+14, DIN TH/TS35 x 1 - lenght 380mm with distance 11mm, tamper:2xNC, 2x7Ah/12V)
| AWO514 |  | Enclosure for BOSCH Access Control System- big (415x525x95+14, DIN TH/TS35 x 2 - lenght 380mm with distance 11mm, tamper:2xNC, 2x7Ah/12V)
TELETECHNICAL ENCLOSURES - FLUSH MOUNTED
Residential telecommunication (multimedia) enclosures
(dimensions: WxHxD [mm], colour: RAL9003, closing: lock (the same code of key))
Warranty: 3 year from the production date
| code |  | name / description
| AWO801Z |  | TOM-1Z (245x295x85, external: 280x330)
| AWO802Z |  | TOM-2Z (295x345x95, external: 330x380)
| AWO803Z |  | TOM-3Z (345x395x95, external: 380x430)
ACCESSORIES
| code |  | name / description
| MR045 |  | Lock type B254, the same code of key, Intended use: AWO801Z / 802Z / 803Z
Residential telecommunication (multimedia) enclosures
(dimensions: WxHxD [mm], colour: RAL9003, closing: „ CLICK”- type)
Warranty: 3 year from the production date
| code |  | name / description
| AWO801C |  | TOM-1C (245x295x85, external: 280x330)
| AWO802C |  | TOM-2C (295x345x95, external: 330x380)
| AWO803C |  | TOM-3C (345x395x95, external: 380x430)
TELETECHNICAL ENCLOSURES - SURFACE MOUNTED
Teletechnical (multimedia) enclosures
(dimensions: WxHxD [mm], colour: RAL9003, closing: lock (the same code of key))
Warranty: 3 year from the production date
| code |  | name / description
| AWO804Z |  | TOM4Z (250x300x107+8)
| AWO805Z |  | TOM5Z (300x350x107+8)
| AWO806Z |  | TOM6Z (350x400x107+8)
Teletechnical (multimedia) enclosures
(dimensions: WxHxD [mm], colour: RAL9003, closing: „ CLICK”- type)
Warranty: 3 year from the production date
| code |  | name / description
| AWO805C |  | TOM5C (300x350x107+8)
ACCESSORIES
Warranty: 1 year from the production date
| code |  | name / description
| GF-GF-K |  | GF-GF double F type adapter (professional), Keystone (25 pcs./ pack)
| RJ45/5U-K |  | UTP Cat. 5e, RJ45 Keystone adapter (25 pcs./ pack)
| SC/APC-1SM |  | SC/APC-1SM single-mode fiber optic adapter (50 pcs./ pack)
| SC/APC-1SM-K |  | SC/APC-1SM – single-mode fiber optic adapter, Keystone (25 pcs./ pack)
| SC/APC-2SM |  | SC/APC-2SM-single mode fiber optic adapter (20 pcs./ pack)
| TB-2 |  | TB-2 termination box (87x87x24) (20 pcs./ pack)
| MR008 |  | Lock type 802, different code of key, Intended use: AWO804Z / 805Z / 806Z
| MR027 |  | Lock type 876, the same code of key (code 9081), Intended use: AWO804Z / 805Z / 806Z
TELETECHNICAL ENCLOSURES: UNIVERSAL - SURFACE MOUNTED
Teletechnical enclosures: universal
(external dimensions: WxHxD [mm], Materials: electrolytically galvanized steel DC01, polyester paint RAL9003 (white) , industrial use) Application: Thanks to its design, the TUN-2 enclosure can be used as an element integrating TV / SAT installations, (multiswitch, amplifier, splitters and taps), CCTV, Access Control Systems (ACS), Intrusion Detection Systems (IDS), automation etc. Notes: - surface mounted enclosure, color white RAL9003 - distance from the wall 14 mm - the possibility of disassembling the distance - locking - lock with the same code - RAZB16 - changeable door – right or left - embossing for punching, Up – Down: 2 pieces - Ø32mm - waterproof plywood, the possibility of disassembling the plywood
Warranty: 3 year from the production date
| code |  | name / description
| AWO652 |  | TUN-2 (300x300x100+14)
| AWO653 |  | TUN-3 (400x300x100+14)
| AWO654 |  | TUN-4 (480x360x140+14)
| AWO655 |  | TUN-5 (560x420x140+14)
| AWO656 |  | TUN-6 (640x480x180+14)
| AWO657 |  | TUN-7 (720x540x220+14)
Enclosures with a cable frame
(dimensions: WxHxD [mm], colour: RAL 7035) Enclosures are used in the ICT and telecommunication sectors. They are designed to store excessive fiber optic cable. The enclosure is compliant with the requirements of the ZN96/TPSA-009 standard. The possibility of coiling of up to 120 meters of fiber optic cable, depending on its diameter. The cover protects the cable against mechanical damage. The cover is mounted with a single screw
Warranty: 2 year from the production date
| code |  | name / description
| AWO644 |  | Enclosure with a cable frame 400x400 (400x400x100)
| AWO646 |  | Enclosure with a cable frame 600x600 (600x600x100)
Enclosures for fire protection systems
(dimensions: WxHxD [mm], colour: RAL 3001 (red))
Warranty: 2 year from the production date
| code |  | name / description
| AWO675 |  | Enclosure for evacuation door key (95x195x43, Key space dimensions: W=65 H=100 D=30, tamper – opening of the enclosure)
| AWO676 |  | Fire safety instructions enclosure (310x365x130+5, Dimensions of storage space for documents: W=285, H=330 D=100, tamper – opening of the enclosure)
PLASTIC ENCLOSURESS - HERMETIC IP65
Plastic enclosuress IP65 - AWO series
(dimensions: WxHxD [mm])
Warranty: 2 year from the production date
| code |  | name / description
| AWO603 |  | Casings ABS 160x160x90 IP65 (160x160x90, with mounting plate 150x120mm and cable glands M12- 2pcs and M16- 1pcs)
| AWO604 |  | Casings ABS 265x185x95 IP65 (265x185x95, with mounting plate 155x235mm and cable glands M12- 2pcs and M16- 1pcs)
Plastic enclosures IP65 - AWP series
(dimensions: WxHxD [mm])
Warranty: 2 year from the production date
| code |  | name / description
| AWP190805 |  | Casings ABS 194x80x56/E IP65 (194x80x56)
| AWP161609 |  | Casings ABS 160x160x90/E IP65 (160x160x90)
| AWP261809 |  | Casings ABS 265x185x96/E IP65 (265x185x96)
CABLE GLANDS
Cable glands
Warranty: 2 year from the production date
| code |  | name / description
| ML146 |  | Cable glands M12x1,25
| ML147 |  | Cable glands M16x1,5
| ML145 |  | Cable glands M20x1,5
GREY POWER
LINEAR BUFFER POWER SUPPLY UNITS
LINEAR BUFFER POWER SUPPLY UNITS AWZ series - 13.8VDC
(dimensions: WxHxD [mm], Uin=230VAC/50Hz, Uout=13,8VDC, ΣI-output current, anti-sabotage protection, space for battery 12V SLA, battery protection – UVP)
Warranty: 5 year from the production date
| code |  | name / description
| AWZ100 |  | AWZ 13,8V/1A/1,2Ah/L (175x185x88, 1A/13,8VDC, tamper: 1xNC, 1,2Ah – UVP)
| AWZ101 |  | AWZ 13,8V/1A/1/7Ah/L (205x235x88, 1A/13,8VDC, tamper: 1xNC, 7Ah – UVP)
| AWZ200 |  | AWZ 13,8V/2A/7Ah/L (205x235x88, 2A/13,8VDC tamper: 1xNC, 7Ah – UVP)
| AWZ201 |  | AWZ 13,8V/2A/17Ah/L (235x305x98, 2A/13,8VDC tamper: 1xNC, 17Ah – UVP)
| AWZ300 |  | AWZ 13,8V/3A/17Ah/L (235x305x98, 3A/13,8VDC, tamper: 1xNC, 17Ah – UVP)
GREY POWER plus
LINEAR BUFFER POWER SUPPLY UNITS with technical outputs OC with microprocessor-based operation control, EN50131-6 compliant, GRADE 2 standard for alarm systems
LINEAR BUFFER POWER SUPPLY UNITS with technical outputs AWZ series - 13.8VDC
(dimensions: WxHxD [mm], Uin=230VAC/50Hz, Uout=13,8VDC, ΣI-output current, anti-sabotage protection, space for battery 12V SLA, battery protection – UVP, over voltage protection – OVP, technical outputs OC type: EPS - 230V power failure AC, PSU - power supply failure, LoB – low battery voltage, APS – battery failure)
Warranty: 5 year from the production date
| code |  | name / description
| AWZ110 |  | AWZ 13,8V/1A/7Ah/LM (205x235x88, 1A/13,8VDC - for general application; 0,58A/13,8VDC - for grade 1, 2; tamper: 1xNC, 7Ah-UVP, OVP, EPS, PSU, LoB)
| AWZ230 |  | AWZ 13,8V/2A/7Ah/LM (235x235x98, 2A/13,8VDC - for general application; 0,58A/13,8VDC - for grade 1, 2; tamper: 1xNC, 7Ah-UVP, OVP, EPS, PSU, LoB)
| AWZ222 |  | AWZ 13,8V/2A/17Ah/LM (235x305x98, 2A/13,8VDC - for general application; 1,1A/13,8VDC - for grade 1, 2; tamper: 1xNC, 17Ah-UVP, OVP, EPS, PSU, APS)
| AWZ333 |  | AWZ 13,8V/3A/17Ah/LM (235x305x98, 3A/13,8VDC - for general application; 1,4A/13,8VDC - for grade 1, 2; tamper :1xNC, 17Ah-UVP, OVP, EPS, PSU, APS)
LINEAR BUFFER POWER SUPPLY UNITS with technical outputs AWZ series - 27.6VDC
(dimensions: WxHxD [mm], Uin=230VAC/50Hz, Uout=27,6VDC, ΣI-output current, anti-sabotage protection, space for battery 12V SLA, battery protection – UVP, over voltage protection – OVP, technical outputs OC type: EPS - 230V power failure AC, PSU - power supply failure, LoB – low battery voltage)
Warranty: 5 year from the production date
| code |  | name / description
| AWZ224 |  | AWZ 27,6V/2A/2x7Ah/LM (235x305x98, 2A/27,6VDC - for general application; 0,58A/27,6VDC - for grade 1, 2; tamper: 1xNC, 2x 7Ah-UVP, OVP, EPS, PSU, LoB)
BLACK POWER - EN50131 - Grade 1,2,3
SWITCH MODE BUFFER POWER SUPPLY UNITS (with a transformer) with microprocessor-based operation control, LED series (EN50131 - Grade 1,2,3 - compliant)
Switch mode buffer power supply units (with a transformer) PSBEN/LED series 13,8V/DC
(dimensions: WxHxD [mm], Uin=230VAC/50Hz, Uout=13,8VDC, ΣI-output current, anti-sabotage protection, space for battery 12V SLA, battery protection – UVP, technical outputs: EPS - AC failure, PSU – power supply failure, APS - battery failure)
Warranty: 5 year from the production date
| code |  | name / description
| PSBEN2012B |  | PSBEN 13.8V/2A/7Ah/EN (275x255x88, 0,58A/13,8VDC - for grade 1,2; 0,23A/13,8VDC - for grade 3; 2A/13,8VDC - for general application, tamper: 2xNC, 7Ah, EPS, PSU, APS)
| PSBEN3012C |  | PSBEN 13.8V/3A/17Ah/EN (305x305x98, 1,4A/13,8VDC - for grade 1,2; 0,56A/13,8VDC - for grade 3; 3A/13,8VDC - for general application, tamper: 2xNC, 17Ah, EPS, PSU, APS)
| PSBEN5012C |  | PSBEN 13.8V/5A/17Ah/EN (335x355x108, 1,4A/13,8VDC - for grade 1,2; 0,56A/13,8VDC - for grade 3; 5A/13,8VDC - for general application, tamper: 2xNC, 17Ah, EPS, PSU, APS)
| PSBEN5012D |  | PSBEN 13.8V/5A/40Ah/EN (335x355x178, 2,8A/13,8VDC - for grade 1,2; 1,33A/13,8VDC - for grade 3; 5A/13,8VDC - for general application, tamper: 2xNC, 40Ah, EPS, PSU, APS)
| PSBEN5012E |  | PSBEN 13.8V/5A/65Ah/EN (405x375x178, 3,5A/13,8VDC - for grade 1,2; 2,16A/13,8VDC - for grade 3; 5A/13,8VDC - for general application, tamper: 2xNC, 65Ah, EPS, PSU, APS)
| PSBEN10A12D |  | PSBEN 13.8V/10A/40Ah/EN (335x355x178, 3,33A/13,8VDC - for grade 1,2; 1,33A/13,8VDC - for grade 3; 10A/13,8VDC - for general application, tamper: 2xNC, 40Ah, EPS, PSU, APS)
| PSBEN10A12E |  | PSBEN 13.8V/10A/65Ah/EN (405x375x178, 5,41A/13,8VDC - for grade 1,2; 2,16A/13,8VDC - for grade 3; 10A/13,8VDC - for general application, tamper: 2xNC, 65Ah, EPS, PSU, APS)
Switch mode buffer power supply units (with a transformer) PSBEN/LED series 27,6V/DC
(dimensions: WxHxD [mm], Uin=230VAC/50Hz, Uout=27,6VDC, ΣI-output current, anti-sabotage protection, space for battery 12V SLA, battery protection – UVP, technical outputs: EPS - AC failure, PSU – power supply failure, APS - battery failure)
Warranty: 5 year from the production date
| code |  | name / description
| PSBEN2024B |  | PSBEN 27.6V/2A/2x7Ah/EN (335x355x98, 2A/27,6VDC, tamper: 2xNC, 2x7Ah, EPS, PSU, APS)
| PSBEN5024C |  | PSBEN 27.6V/5A/2x17Ah/EN (405x355x98, 5A/27,6VDC, tamper: 2xNC, 2x17Ah, EPS, PSU, APS)
SWITCH MODE BUFFER POWER SUPPLY UNITS (with a transformer) with microprocessor-based operation control, LCD series (EN50131 - Grade 1,2,3 - compliant)
Switch mode buffer power supply units (with a transformer) PSBEN/LCD series 13,8V/DC
(dimensions: WxHxD [mm], Uin=230VAC/50Hz, Uout=13,8VDC, ΣI-output current, anti-sabotage protection, space for battery 12V SLA, battery protection – UVP, technical outputs: EPS - AC failure, PSU – power supply failure, APS - battery failure)
Warranty: 5 year from the production date
| code |  | name / description
| PSBEN3012C/LCD |  | PSBEN 13.8V/3A/17Ah/EN/LCD (305x305x98, 1,4A/13,8VDC - for grade 1,2; 0,56A/13,8VDC - for grade 3; 3A/13,8VDC - for general application, tamper: 2xNC, 17Ah, EPS, PSU, APS)
| PSBEN5012C/LCD |  | PSBEN 13.8V/5A/17Ah/EN/LCD (335x355x108, 1,4A/13,8VDC - for grade 1,2; 0,56A/13,8VDC - for grade 3; 5A/13,8VDC - for general application, tamper: 2xNC, 17Ah, EPS, PSU, APS)
| PSBEN5012D/LCD |  | PSBEN 13.8V/5A/40Ah/EN/LCD (335x355x178, 2,8A/13,8VDC - for grade 1,2; 1,33A/13,8VDC - for grade 3; 5A/13,8VDC - for general application, tamper: 2xNC, 40Ah, EPS, PSU, APS)
| PSBEN10A12D/LCD |  | PSBEN 13.8V/10A/40Ah/EN/LCD (335x355x178, 3,33A/13,8VDC - for grade 1,2; 1,33A/13,8VDC - for grade 3; 10A/13,8VDC - for general application, tamper: 2xNC, 40Ah, EPS, PSU, APS)
| PSBEN10A12E/LCD |  | PSBEN 13.8V/10A/65Ah/EN/LCD (405x375x178, 5,41A/13,8VDC - for grade 1,2; 2,16A/13,8VDC - for grade 3; 10A/13,8VDC - for general application, tamper: 2xNC, 65Ah, EPS, PSU, APS)
Switch mode buffer power supply units (with a transformer) PSBEN/LCD series 27,6V/DC
(dimensions: WxHxD [mm], Uin=230VAC/50Hz, Uout=27,6VDC, ΣI-output current, anti-sabotage protection, space for battery 12V SLA, battery protection – UVP, technical outputs: EPS - AC failure, PSU – power supply failure, APS - battery failure)
Warranty: 5 year from the production date
| code |  | name / description
| PSBEN3024C/LCD |  | PSBEN 27.6V/3A/2x17Ah/EN/LCD (405x355x98, 3A/27,6VDC, tamper: 2xNC, 2x17Ah, EPS, PSU, APS)
| PSBEN5024C/LCD |  | PSBEN 27.6V/5A/2x17Ah/EN/LCD (405x355x98, 5A/27,6VDC, tamper: 2xNC, 2x17Ah, EPS, PSU, APS)
RED POWER - EN54-4 Certificate of conformity CNBOP No 1438-CPR-0385
CERTIFIED BUFFER POWER SUPPLY UNITS compliant with EN54-4 for fire alarm systems LED series
Switch mode buffer power supply units (with a transformer) EN54/LED series
(dimensions: WxHxD [mm], Uin=230V AC (-15%/+10%), Uout=27,6VDC, ΣI-output current, anti-sabotage protection, space for battery 12V SLA, battery protection – UVP, technical outputs: EPS - AC network failure, PSU - power supply failure, APS – battery failure)
Warranty: 5 year from the production date
| code |  | name / description
| EN54-2A17 |  | EN54 27.6V/2A/2x17Ah (420x420x102, 1,0A / 27,6VDC - for continuous operation, 2,0A / 27,6VDC - for intermittent operation, tamper: 1xNC, 2x17Ah, EPS, PSU, APS)
| EN54-3A17 |  | EN54 27,6V/3A/2x17Ah (420x420x102, 2,0A / 27,6VDC - for continuous operation, 3,0A / 27,6VDC - for intermittent operation, tamper: 1xNC, 2x17Ah, EPS, PSU, APS)
| EN54-3A28 |  | EN54 27,6V/3A/2x28Ah (420x420x182, 1,5A / 27,6VDC - for continuous operation, 3,0A / 27,6VDC - for intermittent operation, tamper: 1xNC, 2x28Ah, EPS, PSU, APS)
| EN54-5A17 |  | EN54 27,6V/5A/2x17Ah (420x420x102, 4,0A / 27,6VDC - for continuous operation, 5,0A / 27,6VDC - for intermittent operation, tamper: 1xNC, 2x17Ah, EPS, PSU, APS)
| EN54-5A28 |  | EN54 27,6V/5A/2x28Ah (420x420x182, 3,5A / 27,6VDC - for continuous operation, 5,0A / 27,6VDC - for intermittent operation, tamper: 1xNC, 2x28Ah, EPS, PSU, APS))
| EN54-5A40 |  | EN54 27,6V/5A/2x40Ah (420x420x182, 3,0A / 27,6VDC - for continuous operation, 5,0A / 27,6VDC - for intermittent operation, tamper: 1xNC, 2x40Ah, EPS, PSU, APS)
| EN54-7A17 |  | EN54 27,6V/7A/2x17Ah (420x420x102, 6,0A / 27,6VDC - for continuous operation, 7,0A / 27,6VDC - for intermittent operation, tamper: 1xNC, 2x17Ah, EPS, PSU, APS)
| EN54-7A28 |  | EN54 27,6V/7A/2x28Ah (420x420x182, 5,5A / 27,6VDC - for continuous operation, 7,0A / 27,6VDC - for intermittent operation, tamper: 1xNC, 2x28Ah, EPS, PSU, APS)
| EN54-7A40 |  | EN54 27,6V/7A/2x40Ah (420x420x182, 5,0A / 27,6VDC - for continuous operation, 7,0A / 27,6VDC - for intermittent operation, tamper: 1xNC, 2x40Ah, EPS, PSU, APS)
BUFFER POWER SUPPLY UNITS compliant with EN54-4 for fire alarm systems LCD series
Switch mode buffer power supply units (with a transformer) EN54/LCD series
(dimensions: WxHxD [mm], Uin=230V AC (-15%/+10%), Uout=27,6VDC, ΣI-output current, anti-sabotage protection, space for battery 12V SLA, battery protection – UVP, technical outputs: EPS - AC network failure, PSU - power supply failure, APS – battery failure)
Warranty: 5 year from the production date
| code |  | name / description
| EN54-2A17LCD |  | EN54 27.6V/2A/2x17Ah/LCD (420x420x102, 1,0A / 27,6VDC - for continuous operation, 2,0A / 27,6VDC - for intermittent operation, tamper: 1xNC, 2x17Ah, EPS, PSU, APS)
| EN54-3A17LCD |  | EN54 27,6V/3A/2x17Ah/LCD (420x420x102, 2,0A / 27,6VDC - for continuous operation, 3,0A / 27,6VDC - for intermittent operation, tamper: 1xNC, 2x17Ah, EPS, PSU, APS)
| EN54-3A28LCD |  | EN54 27,6V/3A/2x28Ah/LCD (420x420x182, 1,5A / 27,6VDC - for continuous operation, 3,0A / 27,6VDC - for intermittent operation, tamper: 1xNC, 2x28Ah, EPS, PSU, APS)
| EN54-5A17LCD |  | EN54 27,6V/5A/2x17Ah/LCD (420x420x102, 4,0A / 27,6VDC - for continuous operation, 5,0A / 27,6VDC - for intermittent operation, tamper: 1xNC, 2x17Ah, EPS, PSU, APS)
| EN54-5A28LCD |  | EN54 27,6V/5A/2x28Ah/LCD (420x420x182, 3,5A / 27,6VDC - for continuous operation, 5,0A / 27,6VDC - for intermittent operation, tamper: 1xNC, 2x28Ah, EPS, PSU, APS))
| EN54-5A40LCD |  | EN54 27,6V/5A/2x40Ah/LCD (420x420x182, 3,0A / 27,6VDC - for continuous operation, 5,0A / 27,6VDC - for intermittent operation, tamper: 1xNC, 2x40Ah, EPS, PSU, APS)
| EN54-7A17LCD |  | EN54 27,6V/7A/2x17Ah/LCD (420x420x102, 6,0A / 27,6VDC - for continuous operation, 7,0A / 27,6VDC - for intermittent operation, tamper: 1xNC, 2x17Ah, EPS, PSU, APS)
| EN54-7A28LCD |  | EN54 27,6V/7A/2x28Ah/LCD (420x420x182, 5,5A / 27,6VDC - for continuous operation, 7,0A / 27,6VDC - for intermittent operation, tamper: 1xNC, 2x28Ah, EPS, PSU, APS)
| EN54-7A40LCD |  | EN54 27,6V/7A/2x40Ah/LCD (420x420x182, 5,0A / 27,6VDC - for continuous operation, 7,0A / 27,6VDC - for intermittent operation, tamper: 1xNC, 2x40Ah, EPS, PSU, APS)
Fuse modules for power supply units EN54 series
FUSE MODULES FOR POWER SUPPLY UNITS EN54 series
(dimensions: WxHxD, input voltage, number of outputs, fuse type, technical outputs)
Warranty: 5 year from the production date
| code |  | name / description
| EN54-LB4 |  | LB4/0,5A/FTA (110,5x45x32, 20÷30 VDC, 4x0,5A - standard fuses, technical outputs: PSU – indication of fuse activation (open collector i relay type))
| EN54-LB8 |  | LB8/0,5A/FTA (150x45x32, 20÷30 VDC, 8x0,5A - standard fuses, technical outputs: PSU – indication of fuse activation (open collector i relay type))
INTERFACES FOR PSBEN and EN54 series
Warranty: 5 year from the production date
| code |  | name / description
| INTU |  | INTU – Interface USB-TTL The USB-TTL ”INTU” interface enables local connection of a PC with a PSU of the PSBEN (Black Power) / EN54 (Red Power) series. Dimensions: 57x32x25 [mm]
| INTR |  | INTR – Interface RS485-TTL The RS485-TTL ”INTR” interface enables connecting of the PSU of the PSBEN (Black Power) / EN54 (Red Power) series to the RS485 bus remaining a galvanic isolation. Dimensions: 63x50x20 [mm]
| INTE |  | INTE – Interface ETHERNET The ETHERNET interface is a device intended for connecting the power supplies of the PSBEN (Black Power) / EN54 (Red Power) series with a PC in the Ethernet network. Dimensions: 63x50.2x24 [mm]
| INTW |  | INTW – Interface Wi-Fi The Wi-Fi interface is a device intended for wireless connection between the power supplies of the PSBEN (Black Power) / EN54 (Red Power) series and a PC in the Wi-Fi network. Notes: programming the interface with the INTC programmer Dimensions: 63x50x24 [mm]
| INTRW |  | INTRW - Interface RS485-WIFI The RS485-WiFi interface is a device intended for converting signals between the RS485 bus and the Ethernet network and dedicated for working with power supply units of the PSBEN (Black Power) / EN54 (Red Power) group connected to WLAN/WAN network. Dimensions: 121 x 81 x 60 (+ antenna) [mm]
| INTC |  | INTC - Programmer The INTC programmer is designed for WiFi INTR and INTRW interface configuration using the PowerConfig software. Dimensions: 57 x 32 x 25 [mm]
| ANT1 |  | ANT1 - 2.4GHz WiFi Antenna with Magnetic Base Omnidirectional antenna is designed for operation in the 2.4GHz WiFi band. The antenna enables angle adjustment and is fitted with a magnetic holder with rubber base allowing solid mounting to any metal surface. Length of wire / plug: 1,5m / SMA-RP/U.FL
| INTRE |  | INTRE - Interface RS485-ETHERNET The RS485-ETHERNET interface is a device intended for converting signals between the RS485 bus and the Ethernet network and dedicated for working with power supply units of the PSBEN (Black Power) / EN54 (Red Power) group connected to LAN/WAN network. Dimensions: 121 x 81 x 60 [mm]
| INTUR |  | INTUR - Interface USB- RS485 The USB-RS485 ”INTUR” interface enables connecting of the RS485 bus to a PC through a USB port. Dimensions: 100 x 48 x 40 [mm]
Junction Boxes for fire alarm systems The exclusive distributor in Czechia and Slovakia - ATIS group s.r.o. - www.atisgroup.cz
Junction Boxes AWOP series
(dimensions: WxHxD, colour: red RAL3001)
Warranty: 3 year from the production date
| code |  | name / description
| AWOP-625PP |  | Junction Box 6x2,5mm2 (154x80x30)
| AWOP-925PP |  | Junction Box 9x2,5mm2 (190x80x30)
| AWOP-960PP |  | Junction Box 9x6mm2 (204x100x30)
Distribution Junction Boxes AWOP series
(dimensions: WxHxD, colour: red RAL3001)
Warranty: 3 year from the production date
| code |  | name / description
| AWOP-225PR |  | Distribution Junction Boxes 2x2,5mm2 (154x80x30)
| AWOP-225SR |  | Distribution Junction Boxes 2x2,5mm2 (120x120x37)
| AWOP-325PR |  | Distribution Junction Boxes 3x2,5mm2 (204x100x30)
| AWOP-360PR |  | Distribution Junction Boxes 3x6mm2 (204x100x30)
| AWOP-425SR |  | Distribution Junction Boxes 4x2,5mm2 (120x120x37)
Distribution Junction Boxes with 1 fuse AWOZ series
(dimensions: WxHxD, colour: red RAL3001)
Warranty: 3 year from the production date
| code |  | name / description
| AWOZ-125P |  | Distribution Junction Boxes with 1 fuse 0,375A (154x80x30)
| AWOZ-125P1A |  | Distribution Junction Boxes with 1 fuse 1A (154x80x30)
| AWOZ-125S |  | Distribution Junction Boxes with 1 fuse 0,375A (120x120x37)
| AWOZ-125S1A |  | Distribution Junction Boxes with 1 fuse 1A (120x120x37)
Distribution Junction Boxes with 2 fuses AWOZ series
(dimensions: WxHxD, colour: red RAL3001)
Warranty: 3 year from the production date
| code |  | name / description
| AWOZ-225P |  | Distribution Junction Boxes with 2 fuses 2x0,375A (122x142x30)
| AWOZ-225S |  | Distribution Junction Boxes with 2 fuses 2x0,375A (120x120x37)
BLUE POWER
SWITCH MODE BUFFER POWER SUPPLY UNITS (with a transformer) with technical outputs
SWITCH-MODE BUFFER POWER SUPPLY UNITS (with a transformer) PSBS series - 13.8VDC
(dimensions: WxHxD [mm], Uin=230VAC/50Hz, Uout=13,8VDC, ΣI-output current + battery charging, anti-sabotage protection, space for battery 12V SLA, battery protection – UVP, technical outputs: (R= relay type, OC = transistor type) EPS - AC failure, PSU – power supply failure, LoB - low battery voltage)
Warranty: 5 year from the production date
| code |  | name / description
| PSBS1012B |  | PSBS 13,8V/1A/7Ah/OC (230x230x88, 1,2A/13,8VDC, tamper: 1xNC, 7Ah, EPS:OC, PSU:OC, LoB:OC)
| PSBS2012B |  | PSBS 13,8V/2A/7Ah/OC (230x230x88, 2,2A/13,8VDC, tamper: 1xNC, 7Ah, EPS:OC, PSU:OC, LoB:OC)
| PSBS3012C |  | PSBS 13,8V/3A/17Ah/OC (260x300x98, 3,5A/13,8VDC, tamper: 1xNC, 17Ah – UVP, EPS:OC, PSU:OC, LoB:OC)
| PSBS5012C |  | PSBS 13,8V/5A/17Ah/OC (330x350x108, 5,5A/13,8VDC,tamper:2xNC,17Ah – UVP, EPS:OC, PSU:OC, LoB:OC)
| PSBS5012D |  | PSBS 13,8V/5A/40Ah/OC (330x350x178, 5,5A/13,8VDC, tamper: 2xNC, 40Ah – UVP, EPS:OC, PSU:OC, LoB:OC)
| PSBS5012E |  | PSBS 13,8V/5A/65Ah/OC (400x370x178, 5,5A/13,8VDC, tamper: 2xNC, 65Ah – UVP, EPS:OC, PSU:OC, LoB:OC)
| PSBS10A12C |  | PSBS 13,8V/10A/17Ah/OC (330x350x108,10A/13,8VDC, tamper:2xNC,17Ah - UVP, EPS:OC, PSU:OC, LoB:OC)
| PSBS10A12D |  | PSBS 13,8V/10A/40Ah/OC (330x350x178,11A/13,8VDC, tamper:2xNC, 40Ah-UVP, EPS:OC, PSU:OC, LoB:OC)
| PSBS10A12E |  | PSBS 13,8V/10A/65Ah/OC (400x370x178,11,0A/13,8VDC, tamper:2xNC, 65Ah-UVP, EPS:OC, PSU:OC, LoB:OC)
SWITCH-MODE BUFFER POWER SUPPLY UNITS (with a transformer) PSBS series - 27.6VDC
(dimensions: WxHxD [mm], Uin=230VAC/50Hz, Uout=27,6VDC, ΣI-output current + battery charging, anti-sabotage protection, space for battery 12V SLA, battery protection – UVP, technical outputs: (R= relay type, OC = transistor type) EPS - AC failure, PSU – power supply failure, LoB - low battery voltage)
Warranty: 5 year from the production date
| code |  | name / description
| PSBS2024B |  | PSBS 27,6V/2A/2x7Ah/OC (260x300x98, 2,2A/27,6VDC, tamper: 2xNC, 2x7Ah-UVP, EPS:OC, PSU:OC, LoB:OC)
| PSBS3024C |  | PSBS 27,6V/3A/2x17Ah/OC (400x350x98, 3,5A/27,6VDC, tamper: 2xNC, 2x17Ah-UVP, EPS:OC, PSU:OC, LoB:OC)
| PSBS5024C |  | PSBS 27,6V/5A/2x17Ah/OC (400x350x98, 5,5A/27,6VDC, tamper: 2xNC, 2x17Ah-UVP, EPS:OC, PSU:OC, LoB:OC)
| code |  | name / description
| MPSBS |  | Relay module of the PSBS technical outputs (66,5x39,5x18, intended to PSBS series.... 13,8 / 27,6VDC (Blue Power))
switch mode 13.8V, transformer units, hermetic enclosure IP65
SWITCH-MODE BUFFER POWER SUPPLY UNITS (with a transformer) PSBSH series - 13.8VDC - hermetic enclosure ABS, IP65
(dimensions: WxHxD [mm], Uin=230VAC/50Hz, Uout=13,8VDC, ΣI-output current + battery charging, anti-sabotage protection, space for battery 12V SLA, battery protection – UVP, technical outputs: (R= relay type, OC = transistor type) EPS - AC failure, PSU – power supply failure, LoB - low battery voltage)
Warranty: 2 year from the production date
| code |  | name / description
| PSBSH1012A |  | PSBSH 13,8V/1A/1,2Ah/HERMETIC (160x160x90, 1,0A/13,8VDC, tamper: 1xNC, 1,2Ah - UVP, EPS:OC, PSU:OC, LoB:OC)
| PSBSH1012B |  | PSBSH 13,8V/1A/7Ah/HERMETIC (185x265x95, 1,0A/13,8VDC, tamper: 1xNC, 7Ah - UVP, EPS:OC, PSU:OC, LoB:OC)
| PSBSH2012B |  | PSBSH 13,8V/2A/7Ah/HERMETIC (185x265x95, 2,0A/13,8VDC, tamper: 1xNC, 7Ah - UVP, EPS:OC, PSU:OC, LoB:OC)
GREEN POWER
SWITCH MODE BUFFER POWER SUPPLY UNITS (non-transformer) in metal casings
SWITCH MODE BUFFER POWER SUPPLY UNITS HPSB series - 13.8VDC
(dimensions: WxHxD [mm], Uin, Uout, ΣI-output current, anti-sabotage protection, space for battery 12V SLA, battery protection – UVP, OVP – over voltage protection)
Warranty: 2 year from the production date
| code |  | name / description
| HPSB1512B |  | HPSB 13,8V/1A/7Ah (205x235x88, Uin=176÷264VAC, Uout=13,8VDC, ΣI=1A+0,5A, tamper: 1xNC, 7Ah-UVP, OVP)
| HPSB2512B |  | HPSB 13,8V/2A/7Ah (255x255x88, Uin=176÷264VAC, Uout=13,8VDC, ΣI=2A+0,5A, tamper: 1xNC, 7Ah-UVP, OVP)
| HPSB2512C |  | HPSB 13,8V/2A/17Ah (280x292x88, Uin=176÷264VAC, Uout=13,8VDC, ΣI=2A+0,5A, tamper: 1xNC, 17Ah-UVP, OVP)
| HPSB3512B |  | HPSB 13,8V/3A/7Ah (250x250x88, Uin=176÷264VAC, Uout=13,8VDC, ΣI=3A+0,5A, tamper: 1xNC, 7Ah-UVP, OVP)
| HPSB3512C |  | HPSB 13,8V/3A/17Ah (285x297x88, Uin=176÷264VAC, Uout=13,8VDC, ΣI=3A+0,5A, tamper: 1xNC, 17Ah-UVP, OVP)
| HPSB5512C |  | HPSB 13,8V/5A/17Ah (285x297x88, Uin=176÷264VAC, Uout=13,8VDC, ΣI=5A+0,5A, tamper: 1xNC, 17Ah-UVP, OVP)
| HPSB7012C |  | HPSB 13,8V/6A/17Ah (285x297x88, Uin=176÷264VAC, Uout=13,8VDC, ΣI=6A+1A, tamper: 1xNC, 17Ah-UVP, OVP)
| HPSB7012D |  | HPSB 13,8V/6A/40Ah (325x355x178, Uin=176÷264VAC, Uout=13,8VDC, ΣI=6A+1A, tamper: 1xNC, 40Ah-UVP, OVP)
| HPSB7012E |  | HPSB 13,8V/6A/65Ah (350x400x178, Uin=176÷264VAC, Uout=13,8VDC, ΣI=6A+1A, tamper: 1xNC, 65Ah-UVP, OVP)
| HPSB11A12C |  | HPSB 13,8V/10A/17Ah (285x297x88, Uin=176÷264VAC, Uout=13,8VDC, ΣI=10A+1A, tamper: 1xNC, 17Ah-UVP, OVP)
| HPSB11A12D |  | HPSB 13,8V/10A/40Ah (325x355x178, Uin=176÷264VAC, Uout=13,8VDC, ΣI=10A+1A, tamper: 1xNC, 40Ah-UVP, OVP)
| HPSB11A12E |  | HPSB 13,8V/10A/65Ah (350x400x178, Uin=176÷264VAC, Uout=13,8VDC, ΣI=10A+1A, tamper: 1xNC, 65Ah-UVP, OVP)
| HPSB20A12C |  | HPSB 13,8V/20A/17Ah (400x350x98, Uin=176÷264VAC, Uout=13,8VDC, ΣI=18+2A, tamper: 1xNC, 17Ah-UVP, OVP)
| HPSB20A12E |  | HPSB 13,8V/20A/65Ah (400x350x178, Uin=176÷264VAC, Uout=13,8VDC, ΣI=18+2A, tamper: 1xNC, 65Ah-UVP, OVP)
ACCESSORIES - Automation module for HPSB
Warranty: 2 year from the production date
| code |  | name / description
| MPSB12 |  | Automation module PSB 13,8V (127x56x58, Uin=13,8VDC, technical outputs: (relay type and transistor type), FAC - AC failure, FPS - PSU failure, FLB - low battery voltage)
SWITCH-MODE BUFFER POWER SUPPLY UNITS HPSB series - 27.6VDC
(dimensions: WxHxD [mm], Uin, Uout, ΣI-output current, anti-sabotage protection, space for battery 12V SLA, battery protection – UVP, OVP – over voltage protection)
Warranty: 2 year from the production date
| code |  | name / description
| HPSB1824B |  | HPSB 27,6V/1,5A/2x7Ah (285x297x88, Uin=176÷264VAC, Uout=27,6VDC, ΣI=1,5A+0,3A, tamper: 1xNC, 2x7Ah-UVP, OVP)
| HPSB3524B |  | HPSB 27,6V/3A/2x7Ah (285x297x88, Uin=176÷264VAC, Uout=27,6VDC, ΣI=3A+0,5A, tamper: 1xNC, 2x7Ah-UVP, OVP)
| HPSB3524C |  | HPSB 27,6V/3A/2x17Ah (355x405x98, Uin=176÷264VAC, Uout=27,6VDC, ΣI=3A+0,5A, tamper: 1xNC, 2x17Ah-UVP, OVP)
| HPSB5524C |  | HPSB 27,6V/5A/2x17Ah (355x405x98, Uin=176÷264VAC, Uout=27,6VDC, ΣI=5A+0,5A, tamper: 1xNC, 2x17Ah-UVP, OVP)
| HPSB10A24C |  | HPSB 27,6V/10A/2x17Ah (400x350x98, Uin=176÷264VAC, Uout=27,6VDC, ΣI=9A+1A, tamper: 1xNC, 2x17Ah-UVP, OVP)
| HPSB10A24D |  | HPSB 27,6V/10A/2x40Ah (420x373x181+14, Uin=176÷264VAC, Uout=27,6VDC, ΣI=9A+1A, tamper: 1xNC, 2x40Ah-UVP, OVP)
ACCESSORIES - Automation module for HPSB
Warranty: 2 year from the production date
| code |  | name / description
| MPSB24 |  | Automation module PSB 27,6V (127x56x58, Uin=27,6VDC, technical outputs: (relay type and transistor type), FAC - AC failure, FPS - PSU failure, FLB - low battery voltage)
SWITCH-MODE BUFFER POWER SUPPLY UNITS HPSB series - 48 / 54VDC
(dimensions: WxHxD [mm], Uin, Uout, ΣI-output current, anti-sabotage protection, space for battery 12V SLA, battery protection – UVP, OVP – over voltage protection)
Warranty: 2 year from the production date
| code |  | name / description
| HPSB1248C |  | HPSB 48V/1,2A/17Ah (280x292x88, Uin=176÷264VAC, Uout=48VDC, ΣI=1,2A+0,5A, tamper: 1xNC, 17Ah-UVP)
| HPSB2548C |  | HPSB 48V/2,5A/2x17Ah (400x350x98, Uin=176÷264VAC, Uout=48VDC, ΣI=2,5A+0,5A, tamper: 1xNC, 2x17Ah-UVP)
| HPSB1348B |  | HPSB 54V/1,3A/4x7Ah (400x350x98, Uin=176÷264VAC, Uout=54VDC, ΣI=1A+0,3A, tamper: 1xNC, 4x7Ah-UVP, OVP)
| HPSB2548B |  | HPSB 54V/2,5A/4x7Ah (400x350x98, Uin=176÷264VAC, Uout=54VDC, ΣI=2A+0,5A, tamper: 1xNC, 4x7Ah-UVP, OVP)
| HPSB5048C |  | HPSB 54V/5A/4x17Ah (420x375x190, Uin=176÷264VAC, Uout=54VDC, ΣI=4,5A+0,5A, tamper: 1xNC, 4x17Ah-UVP, OVP)
ACCESSORIES - Automation module for HPSB
Warranty: 2 year from the production date
| code |  | name / description
| MPSB48 |  | Automation module PSB 54V (127x56x58, Uin=54VDC, technical outputs: (relay type and transistor type), FAC - AC failure, FPS - PSU failure, FLB - low battery voltage)
GREEN POWER plus
SWITCH MODE BUFFER POWER SUPPLY UNITS (non-transformer) with technical outputs, in metal casings
SWITCH MODE BUFFER POWER SUPPLY UNITS HPSBOC series - 13.8VDC with technical outputs
(dimensions: WxHxD [mm], Uin, Uout, ΣI-output current, anti-sabotage protection, space for battery 12V SLA, battery protection – UVP, OVP – over voltage protection, technical outputs: (relay type and transistor type) EPS - AC failure, PSU – power supply failure, LoB - low battery voltage)
Warranty: 2 year from the production date
| code |  | name / description
| HPSBOC2512B |  | HPSBOC 13,8V/2A/7Ah/OC (255x255x88, Uin=176÷264VAC, Uout=13,8VDC, ΣI=2A+0,5A, tamper: 1xNC, 7Ah-UVP, OVP, EPS, PSU, LoB)
| HPSBOC3512C |  | HPSBOC 13,8V/3A/17Ah/OC (285x297x88, Uin=176÷264VAC, Uout=13,8VDC, ΣI=3A+0,5A, tamper: 1xNC, 17Ah-UVP, OVP, EPS, PSU, LoB)
| HPSBOC7012C |  | HPSBOC 13,8V/6A/17Ah/OC (285x297x88, Uin=176÷264VAC, Uout=13,8VDC, ΣI=6A+1A, tamper: 1xNC, 17Ah-UVP, OVP, EPS, PSU, LoB)
| HPSBOC11A12C |  | HPSBOC 13,8V/10A/17Ah/OC (285x297x88, Uin=176÷264VAC, Uout=13,8VDC, ΣI=10A+1A, tamper: 1xNC, 17Ah-UVP, OVP, EPS, PSU, LoB)
| HPSBOC20A12E |  | HPSBOC 13,8V/20A/65Ah/OC (400x350x178, Uin=176÷264VAC, Uout=13,8VDC, ΣI=18+2A, tamper: 1xNC, 65Ah-UVP, OVP, EPS, PSU, LoB)
SWITCH MODE BUFFER POWER SUPPLY UNITS HPSBOC series - 27.6VDC with technical outputs
(dimensions: WxHxD [mm], Uin, Uout, ΣI-output current, anti-sabotage protection, space for battery 12V SLA, battery protection – UVP, OVP – over voltage protection, technical outputs: (relay type and transistor type) EPS - AC failure, PSU – power supply failure, LoB - low battery voltage)
Warranty: 2 year from the production date
| code |  | name / description
| HPSBOC3524C |  | HPSBOC 27,6V/3A/2x17Ah/OC (405x355x98, Uin=176÷264VAC, Uout=27,6VDC, ΣI=3A+0,5A, tamper: 1xNC, 2x17Ah-UVP, OVP, EPS, PSU, LoB)
| HPSBOC5524C |  | HPSBOC 27,6V/5A/2x17Ah/OC (405x355x98, Uin=176÷264VAC, Uout=27,6VDC, ΣI=5A+0,5A, tamper: 1xNC, 2x17Ah-UVP, OVP, EPS, PSU, LoB)
| HPSBOC10A24C |  | HPSBOC 27,6V/10A/2x17Ah/OC (405x355x98, Uin=176÷264VAC, Uout=27,6VDC, ΣI=9A+1A, tamper: 1xNC, 2x17Ah-UVP, OVP, EPS, PSU, LoB)
SWITCH MODE BUFFER POWER SUPPLY UNITS HPSBOC series - 54VDC with technical outputs
(dimensions: WxHxD [mm], Uin, Uout, ΣI-output current, anti-sabotage protection, space for battery 12V SLA, battery protection – UVP, OVP – over voltage protection, technical outputs: (relay type and transistor type) EPS - AC failure, PSU – power supply failure, LoB - low battery voltage)
Warranty: 2 year from the production date
| code |  | name / description
| HPSBOC2548B |  | HPSBOC 54V/2,5A/4x7Ah/OC (400x350x98, Uin=176÷264VAC, Uout=54VDC, ΣI=2A+0,5A, tamper: 1xNC, 4x7Ah-UVP, OVP, EPS, PSU, LoB)
| HPSBOC5048C |  | HPSBOC 54V/5A/4x17Ah/OC (420x375x190, Uin=176÷264VAC, Uout=54VDC, ΣI=4,5A+0,5A, tamper: 1xNC, 4x17Ah-UVP, OVP, EPS, PSU, LoB)
Power supply unit for Access Control Systems
Power supply unit for Access Control Systems PSZKT series
Warranty: 2 year from the production date
| code |  | name / description
| PSZKT5A |  | PSZKT 13,8V/5A/7Ah (335x280x82+8, Power supply: 176÷264VAC, Power supply output: 4,5A/13,8VDC, Battery charging current: 0,5A, Space for battery: 7Ah/12V Dedicated to mounting controllers: ZKTECO inBio series: inBio160, inBio260, inBio460; C3-series: C3-100, C3-200, C3-400
BUFFER POWER SUPPLY UNITS for a DIN rail
Switch mode buffer power supply units DINB series
SWITCH MODE BFFFER POWER SUPPLY UNITS DINB series - 13,8VDC
(dimensions: WxHxD, Uin, Uout, ΣI-output current, SCP - short-circuit protection, OLP - overload protection, UVP - deep discharge battery protection)
Warranty: 2 year from the production date
| code |  | name / description
| DINB13810 |  | DINB 13,8V/1A (122x93x50, Uin=90÷264 ΣI=1A+0,5A, SCP, OLP, UVP, efficiency 85%)
| DINB13820 |  | DINB 13,8V/2A (122x93x50, Uin=90÷264 ΣI=2A+0,5A, SCP, OLP, UVP, efficiency 85%)
| DINB13830 |  | DINB 13,8V/3A (122x93x50, Uin=90÷264 ΣI=3A+0,5A, SCP, OLP, UVP, efficiency 85%)
| DINB13850 |  | DINB 13,8V/5A (122x93x60, Uin=176÷264 ΣI=5A+0,5A, SCP, OLP, UVP, efficiency 85%)
SWITCH MODE BFFFER POWER SUPPLY UNITS DINB series - 27,6VDC
(dimensions: WxHxD, Uin, Uout, ΣI-output current, SCP - short-circuit protection, OLP - overload protection, UVP - deep discharge battery protection)
Warranty: 2 year from the production date
| code |  | name / description
| DINB27610 |  | DINB 27,6V/1A (122x93x50, Uin=90÷264 ΣI=1A+0,2A, SCP, OLP, UVP, efficiency 85%)
| DINB27620 |  | DINB 27,6V/2A (122x93x50, Uin=90÷264 ΣI=2A+0,2A, SCP, OLP, UVP, efficiency 88%)
| DINB27630 |  | DINB 27,6V/3A (122x93x60, Uin=176÷264 ΣI=3A+0,2A, SCP, OLP, UVP, efficiency 88%)
POWER SUPPLY UNITS for RACK19" cabinets
Multi-output power supply units
RACK mounted multi-output power supply units cameras R series - 12VDC
(Mounting dimensions: W, H; Power supply: 176÷264VAC, Technical output of the relay type: ALARM – collective failure)
Warranty: 2 year from the production date
| code |  | name / description
| R812T |  | R 12V/8x1,5A/TOPIC (W=19”, H=2U, Power supply output: 8 x 1A/12VDC (ΣI=8A max), Fuse type: standard fuses – 8x1,5A, Voltage adjustment range: 12V÷15V, Efficiency: 83%)
| R812P |  | R 12V/8x1,5A/PTC (W=19”, H=2U, Power supply output: 8 x 1A/12VDC (ΣI=8A max), Fuse type: PTC – 8x1,5A, Voltage adjustment range: 12V÷15V, Efficiency: 83%)
| R1612T |  | R 12V/16x1,5A/TOPIC (W=19”, H=2U, Power supply output: 16 x 0,87A/12VDC (ΣI=14A max), Fuse type: standard fuses – 16x1,5A, Voltage adjustment range: 12V÷15V, Efficiency: 80%)
| R1612P |  | R 12V/16x1,5A/PTC (W=19”, H=2U, Power supply output: 16 x 0,87A/12VDC (ΣI=14A max), Fuse type: PTC – 16x1,5A, Voltage adjustment range: 12V÷15V, Efficiency: 80%)
RACK mounted multi-output power supply units cameras R series - 24VDC
(Mounting dimensions: W, H; Power supply: 230VAC, Technical output ALARM relay C/NO/NC)
Warranty: 2 year from the production date
| code |  | name / description
| R1624P |  | R 24V/16x0,5A/PTC (W=19”, H=2U, Power supply output: 16 x 0,5A/24VDC (ΣI=8A max), Fuse type: PTC – 16x0,9A, Voltage adjustment range: 20V÷26V, Efficiency: 82%)
| R1624T |  | R 24V/16x0.5A/TOPIC (W=19”, H=2U, Power supply output: 16 x 0,5A/24VDC (ΣI=8A max), Fuse type: standard fuses – 16x0,9A, Voltage adjustment range: 20V÷26V, Efficiency: 82%)
RACK mounted power supply units for IP cameras RP series - 48VDC
(Mounting dimensions: W, H; Power supply: 176÷264VAC, Technical output of the relay type: ALARM – collective failure)
Warranty: 2 year from the production date
| code |  | name / description
| RP848 |  | RP 48V/8x0.5A (W=19”, H=2U, Power supply output: 8 x 0,3A/48VDC (15,4W/ channel) – RJ45, Fuse type: PTC – 8x0,5A, Efficiency: 82%)
| RP1648 |  | RP 48V/16x0,5A (W=19”, H=2U, Power supply output: 16 x 0,3A/48VDC (15,4W/ channel) – RJ45, Fuse type: PTC – 8x0,5A, Efficiency: 86%)
RACK mounted multi-output power supply units for AC cameras RAC series - 24VAC
(Mounting dimensions: W, H; Power supply: 195÷253VAC, Technical output ALARM relay C/NO/NC)
Warranty: 2 year from the production date
| code |  | name / description
| RAC24T |  | RAC 24VAC/8x1A/TOPIC (W=19”, H=2U, Power supply output: 8 x 1A/24VAC - with galvanic separation of each channel, Fuse type: standard fuses – 8x1A)
| RAC24P |  | RAC 24VAC/8x1A/PTC (W=19”, H=2U, Power supply output: 8 x 1A/24VAC - with galvanic separation of each channel, Fuse type: PTC – 8x1A)
Buffer power supply units
RACK mounted buffer power supply units ROUPS… series
(Mounting dimensions: W, H; Power supply: 176÷264VAC, Technical output of the relay type: ALARM – collective failure)
Warranty: 2 year from the production date
| code |  | name / description
| ROUPS12V |  | ROUPS 13,8V/20A RACK mounted buffer power supply unit (W=19”, H=2U, Power supply output: 1 x 18A/13,8VDC, Fuse type: glass fuse – 1x20A, Battery charging current: 2A, Efficiency: 85%)
| ROUPS24V |  | ROUPS 27,6V/10A RACK mounted buffer power supply unit (W=19”, H=2U, Power supply output: 1 x 9A/27,6VDC, Fuse type: glass fuse – 1x10A, Battery charging current: 1A, Efficiency: 85%)
| ROUPS48V |  | ROUPS 54V/5A RACK mounted buffer power supply unit (W=19”, H=2U, Power supply output: 1 x 4,5A/54VDC, Fuse type: glass fuse – 1x5A, Battery charging current: 0,5A, Efficiency: 85%)
RACK mounted distribution fuse modules RLB… series
(Mounting dimensions: W, H; Power supply: 10÷56VDC, Technical output of the relay type: ALARM – collective failure)
Warranty: 2 year from the production date
| code |  | name / description
| RLB8 |  | RACK 8x2A (W=19”, H=2U, Power supply output: max. 8 x 2A / UAUX=UIN, Fuse type: glass fuse 8x2A)
| RLB16 |  | RACK 16x1A (W=19”, H=2U, Power supply output: max. 16 x 1A / UAUX=UIN, Fuse type: glass fuse 16x1A)
RACK mounted buffer power supply units RUPS series
(Mounting dimensions: W, H; Power supply: 176÷264VAC, Technical output of the relay type: ALARM – collective failure)
Warranty: 2 year from the production date
| code |  | name / description
| RUPS812T |  | RUPS 13,8V/8x1A/TOPIC (W=19”, H=2U, Power supply output: 8 x 1A/13,8VDC, Fuse type: standard fuses – 8x1,0A, Battery charging current: 1,0A, Efficiency: 85%)
| RUPS812P |  | RUPS 13,8V/8x1A/PTC (W=19”, H=2U, Power supply output: 8 x 1A/13,8VDC, Fuse type: PTC – 8x1,0A, Battery charging current: 1,0A, Efficiency: 85%)
| RUPS824T |  | RUPS 27,6V/8x1A/TOPIC (W=19”, H=2U, Power supply output: 8 x 1A/27,6VDC, Fuse type: standard fuses – 8x1,0A, Battery charging current: 1,0A, Efficiency: 85%)
| RUPS824P |  | RUPS 27,6V/8x1A/PTC (W=19”, H=2U, Power supply output: 8 x 1A/27,6VDC, Fuse type: PTC – 8x1,0A, Battery charging current: 1,0A, Efficiency: 85%)
| RUPS848T |  | RUPS 54V/8x0,5A/TOPIC (W=19”, H=2U, Power supply output: 8 x 0,5A/27,6VDC, Fuse type: standard fuses – 8x0,5A, Battery charging current: 0,5A, Efficiency: 85%)
| RUPS848P |  | RUPS 54V/8x0,5A/PTC (W=19”, H=2U, Power supply output: 8 x 0,5A/27,6VDC, Fuse type: PTC – 8x0,5A, Battery charging current: 0,5A, Efficiency: 85%)
RACK mounted buffer power supply units for cameras and recorder RUPS…R series
(Mounting dimensions: W, H; Power supply: 176÷264VAC, Technical output of the relay type: ALARM – collective failure)
Warranty: 2 year from the production date
| code |  | name / description
| RUPS1612RT |  | RUPS 13,8V/12V/20A/TOPIC (W=19”, H=2U, Power supply output: 16x0,75A/13,8VDC + 1x4A/12VDC (cameras + power supply: for recorder), Fuse type (standard fuses): – 16x1,0A; 1x4A, Battery charging current: 2A, Efficiency: 82%)
| RUPS1612RP |  | RUPS 13,8V/12V/20A/PTC (W=19”, H=2U, Power supply output: 16x0,75A/13,8VDC + 1x4A/12VDC (cameras + power supply: for recorder), Fuse type (PTC): – 16x1,0A; 1x4A, Battery charging current: 2A, Efficiency: 82%)
Buffer power supply units with output for recorder
RACK mounted buffer power supply unit for the recorder ROUPS…VR series
(Mounting dimensions: W, H; Power supply: 176÷264VAC, Technical output of the relay type: ALARM – collective failure)
Warranty: 2 year from the production date
| code |  | name / description
| ROUPS12VR |  | ROUPS 12V/5A (W=19”, H=2U, Power supply output: 1 x 5A/12VDC, Fuse type: glass fuse – 1x5A, Battery charging current: 1A, Efficiency: 71%)
RACK mounted buffer power supply unit for IP cameras and recorder RPUPS…R series
(Mounting dimensions: W, H; Power supply: 176÷264VAC, Technical output of the relay type: ALARM – collective failure)
Warranty: 2 year from the production date
| code |  | name / description
| RPUPS1248R |  | RPUPS 54V/12V/5A (W=19”, H=2U, Power supply output: 12x0,3A/54VDC + 1x4A/12VDC (RJ45- cameras IP + power supply: for recorder), Fuse type: PTC – 12x0,5A + 1x5A, Battery charging current: 0,5A, Efficiency: 82%
Battery controllers
RACK mounted battery controllers RC series
(Mounting dimensions: W, H; Microprocessor - based automation system, Automatic battery test every 5 min, Technical output of the relay type: ALARM – collective failure)
Warranty: 2 year from the production date
| code |  | name / description
| RC12V |  | Battery controller 12VDC/20A for RACK 19" cabinets (W=19”, H=2U, D=60, Dedicated to 13,8V power supply units, Input: BAT1 ÷ BAT4 - terminals for connecting external batteries, Output: BAT 12V – terminals for power supply (BAT output of power supply), Maximum current: 20A, Battery: 4x17Ah / 3x28Ah (the total capacity 84Ah/12V max.))
| RC24V |  | Battery controller 24VDC/10A for RACK 19" cabinets (W=19”, H=2U, D=60, Dedicated to 27,6V power supply units, Input: BAT1 ÷ BAT4 - terminals for connecting external batteries, Output: BAT 24V – terminals for power supply (BAT output of power supply), Maximum current: 10A, Battery: 4x17Ah / 2x40Ah (the total capacity 80Ah/12V max.))
| RC48V |  | Battery controller 48VDC/5A for RACK 19" cabinets (W=19”, H=2U, D=60, Dedicated to 54V power supply units, Input: BAT1 ÷ BAT4 - terminals for connecting external batteries, Output: BAT 48V – terminals for power supply (BAT output of power supply), Maximum current: 5A, Battery: 4x17Ah (the total capacity 68Ah/12V max.))
RACK mounted battery controllers RCB series
(Mounting dimensions: W, H; Microprocessor - based automation system, Automatic battery test every 5 min, Technical output of the relay type: ALARM – collective failure)
Warranty: 2 year from the production date
| code |  | name / description
| RCB12V |  | Battery controller 12VDC/20A/4x17Ah for RACK 19" cabinets (W=19”, H=2U, D=425, Dedicated to 13,8V power supply units, Input: BAT1 ÷ BAT4 - terminals for connecting external batteries, Output: BAT 12V – terminals for power supply (BAT output of power supply), Maximum current: 20A, Space for battery: 1÷4 x 7Ah/17Ah)
| RCB24V |  | Battery controller 24VDC/10A/4x17Ah for RACK 19" cabinets (W=19”, H=2U, D=425, Dedicated to 27,6V power supply units, Input: BAT1 ÷ BAT4 - terminals for connecting external batteries, Output: BAT 24V – terminals for power supply (BAT output of power supply), Maximum current: 10A, Space for battery: 2/4 x 7Ah/17Ah)
| RCB48V |  | Battery controller 48VDC/5A/4x17Ah for RACK 19" cabinets (W=19”, H=2U, D=425, Dedicated to 54V power supply units, Input: BAT1 ÷ BAT4 - terminals for connecting external batteries, Output: BAT 48V – terminals for power supply (BAT output of power supply), Maximum current: 5A, Space for battery: 4 x 7Ah/17Ah)
POWER SUPPLY AND MODULES FOR CCTV
adapter switch mode 12V
SWITCH-MODE POWER SUPPLY for CCTV PSA series - adapter (plug) - 12VDC
(dimensions: WxHxD, Uin=100-240VAC 50/60Hz, Uout=12VDC, IMAX-maximum output current for tAMB<30°C, I-maximum output current for tAMB=40°C, SCP – short circuit protection, OLP - overload protection, operation status indication)
Warranty: 2 year from the production date
| code |  | name / description
| PSA12005 |  | 12V/0,5A (39x59x65, IMAX =0,5A, I=0,35A, SCP, OLP, LED x1)
| PSA12010 |  | 12V/1A (29x70x76, IMAX =1A, I=0,7A, SCP, OLP)
| PSA12015 |  | 12V/1,5A (46x71x68, IMAX =1,5A, I=1A, SCP, OLP, LED x1)
desktop (cable-cable) switch mode 12V
SWITCH-MODE POWER SUPPLY for CCTV PSD series - desktop (cable-cable) - 12VDC
(dimensions: WxHxD, Uin=100-240VAC 50/60Hz, Uout=12VDC, IMAX-maximum output current for tAMB<30°C, I-maximum output current for tAMB=40°C, SCP – short circuit protection, OLP - overload protection, operation status indication)
Warranty: 2 year from the production date
| code |  | name / description
| PSD12010 |  | 12V/1A (36x65x30, IMAX =1A, I=0,7A, SCP, OLP, LED x1)
| PSD12020 |  | 12V/2A (50x86x32, IMAX =2A, I=1,4A, SCP, OLP, LED x1)
| PSD12030 |  | 12V/3A (47x107x33, IMAX =3A, I=2,1A, SCP, OLP, LED x1)
| PSD12050 |  | 12V/5A (52x112x35, IMAX =5A, I=3,5A, SCP, OLP, LED x1)
| PSD12070 |  | 12V/7A (include detachable power cord PSD12) (56x116x37, IMAX =7A, I=4,9A, SCP, OLP, LED x1)
| PSD12 |  | Additional power cord 230VAC 2x0,5mm2, 1,2m, CEE 7/16, IEC C7
desktop (cable-cable) switch mode 15V
SWITCH-MODE POWER SUPPLY for CCTV PSD series - desktop (cable-cable) - 15VDC
(dimensions: WxHxD, Uin=90-264VAC 50Hz, Uout=15VDC, IMAX-maximum output current for tAMB<30°C, I-maximum output current for tAMB=40°C, SCP – short circuit protection, OLP - overload protection, operation status indication)
Warranty: 2 year from the production date
| code |  | name / description
| PSD15040 |  | PSD 15V/4A (116x54(80)x35, IMAX =4A, I=2,8A, SCP, OLP, LED x1)
desktop (cable-cable) switch mode 48V
SWITCH-MODE POWER SUPPLY for CCTV PSD series - desktop (cable-cable) - 48VDC
(dimensions: WxHxD, Uin=90-264VAC 50Hz, Uout=48VDC, IMAX-maximum output current for tAMB<30°C, I-maximum output current for tAMB=40°C, SCP – short circuit protection, OLP - overload protection, operation status indication)
Warranty: 2 year from the production date
| code |  | name / description
| PSD480050 |  | PSD 48V/0,5A (86x50(72)x32, IMAX =0,5A, I=0,35A, SCP, OLP, LED x1)
| PSD480125 |  | PSD 48V/1,25A (116x54(80)x35, IMAX =1,25A, I=0,87A, SCP, OLP, LED x1)
| PSD480250 |  | PSD 48V/2,5A (172x73x34, IMAX =2,5A, I=1,75A, SCP, OLP, LED x1)
desktop (cable-cable) switch mode 12÷15V
SWITCH-MODE POWER SUPPLY for CCTV PSR series - desktop (cable-cable) - 12÷15VDC
(dimensions: WxHxD, Uin=90-264VAC 50Hz, Uout=12-15VDC, IMAX-maximum output current for tAMB<30°C, I-maximum output current for tAMB=40°C, SCP – short circuit protection, OLP - overload protection, operation status indication)
Warranty: 2 year from the production date
| code |  | name / description
| PSR 12012 |  | PSR 12V/1,2A (78x48x35(41,5), IMAX =1,2A, I=0,84A, SCP, OLP, LED x1)
IP67 switch mode
SWITCH-MODE POWER SUPPLY for CCTV PSC series - IP67
(dimensions: WxHxD, IP67, Uin=100-240VAC 50/60Hz, Uout, IMAX-instantaneous output current for tAMB<30°C, I-recommended output current for tAMB=40°C, SCP – short circuit protection, OLP - overload protection, operation status indication)
Warranty: 2 year from the production date
| code |  | name / description
7,5VDC
| PSC07510 |  | PSC 7,5V/1A/55MM (50x48x25, IMAX =1A, I=0,7A, SCP, OLP)
12VDC
| PSC12010 |  | PSC 12V/1A/55MM (50x48x25, IMAX =1A, I=0,7A, SCP, OLP)
| PSC12015 |  | PSC 12V/1,5A/62MM (58x58x28, IMAX =1,5A, I=1A, SCP, OLP)
13,8VDC
| PSC13008 |  | PSC 13,8V/0,8A/55MM (50x48x25, IMAX =0,8A, I=0,56A, SCP, OLP)
SWITCH-MODE POWER SUPPLY for CCTV PSCL series - 12VDC / 48VDC - IP67
(dimensions: WxHxD, IP67, Uin=90-264VAC 50/60Hz, Uout=12VDC, IMAX-maximum output current for tAMB<30°C, I-maximum output current for tAMB=40°C, SCP – short circuit protection, OLP - overload protection)
Warranty: 2 year from the production date
| code |  | name / description
12 VDC
| PSCL12010 |  | PSCL 12V/1A (67x37x25, IMAX =1A, I=0,7A, SCP, OLP)
| PSCL12015 |  | PSCL 12V/1,5A (69x44x29, IMAX =1,5A, I=1,05A, SCP, OLP)
| PSCL12020 |  | PSCL 12V/2A (86x50x34, IMAX =2A, I=1,4A, SCP, OLP)
| PSCL12030 |  | PSCL 12V/3A (135x50x33, IMAX =3A, I=2,1A, SCP, OLP)
| PSCL12050 |  | PSCL 12V/5A (150x56x34, IMAX =5A, I=3,5A, SCP, OLP)
| PSCL12070 |  | PSCL 12V/7A (202x69x38, IMAX =7A, I=5A, SCP, OLP)
48 VDC
| PSCL480125 |  | PSCL 48V/1.25A (150x56x34, IMAX =1,25A, I=0,9A, SCP, OLP)
switch mode 12V (without a transformer), in metal casings
Power supplies for cameras 12VDC - PSDC series, standard fuses or PTC fuses
(metal casing, dimensions: WxHxD, Uin, Uout, voltage adjustment, number of outputs, output current, failure output AW, OVP – over voltage protection, SCP – short-circuit protection, number of LEDs)
Warranty: 3 year from the production date
| code |  | name / description
| PSDC04122 |  | PSDC 12V/2A/4x0,5A (235x172x58, Uin=88÷264VAC, Uout=12,0÷15VDC, 1x adjustment, 4x0,5A , 2A, AW, OVP, SCP – standard fuses or PTC fuses, LED 4: DC, LED 1: AW)
| PSDC04124 |  | PSDC 12V/4A/4x1A (235x172x58, Uin=85÷264VAC, Uout=12,0÷15,0VDC, 1x adjustment, 4x1,0A , 4A, AW, OVP, SCP - standard fuses or PTC fuses, LED 4: DC, LED 1:AW)
| PSDC08124 |  | PSDC 12V/4A/8x0,5A (235x235x58, Uin=85÷264VAC, Uout=12,0÷15,0VDC, 1x adjustment, 8x0,5A , 4A, AW, OVP, SCP -standard fuses or PTC fuses, LED 1x8: DC, LED 1x1:AW)
| PSDC08128 |  | PSDC 12V/8A/8x1A (285x260x58, Uin=176÷264VAC, Uout=12,0÷15,0VDC, 1x adjustment, 8x1A , 8A, AW, OVP, SCP - standard fuses or PTC fuses, LED 1x8: DC, LED 1x1: AW)
| PSDC16128 |  | PSDC 12V/8A/16x0,5A (285x260x58, Uin=176÷264VAC, Uout=12,0÷15,0VDC, 1x adjustment, 16x0,5A , 8A, AW, OVP, SCP - standard fuses or PTC fuses, LED 2x8: DC, LED 2x1: AW)
| PSDC161214 |  | PSDC 12V/14A/16x1A (285x260x58, Uin=176÷264VAC, Uout=12,0÷15,0VDC, 1x adjustment, 16x0,8A , 14A, AW, OVP, SCP - standard fuses or PTC fuses, LED 2x8: DC, LED 2x1: AW)
| PSDC161220 |  | PSDC 12V/20A/16x1,5A (280x256x58, Uin=88÷264VAC, Uout=12,0÷15,0VDC, 1x adjustment, 16x1,2A , 20A, AW, OVP, SCP - standard fuses or PTC fuses, LED 2x8: DC, LED 2x1:AW)
Power supplies for cameras 12VDC - PSDC series, standard fuses - ECONOMICAL VERSION
(metal casing, dimensions: WxHxD, Uin, Uout, voltage adjustment, number of outputs, output current, OVP – over voltage protection, SCP – short-circuit protection)
Warranty: 2 year from the production date
| code |  | name / description
| PSDC04122T | PSDC04122T | PSDC 12V/2A/4x0.5A/TOPIC (235x181x51+8, Uin=176÷264VAC, Uout=12,0÷15VDC, 1x adjustment, 4x0,5A , 2A, OVP, SCP – standard fuses)
| PSDC05125T | PSDC05125T | PSDC 12V/5A/5x1A/TOPIC (235x181x51+8, Uin=85÷264VAC, Uout=12,0÷15,0VDC, 1x adjustment, 5x1,0A , 5A, OVP, SCP – standard fuses)
| PSDC09125T | PSDC09125T | PSDC 12V/5A/9x0.5A/TOPIC (235x181x51+8, Uin=85÷264VAC, Uout=12,0÷15,0VDC, 1x adjustment, 9x0,5A , 5A, OVP, SCP – standard fuses)
| PSDC08128T | PSDC08128T | PSDC 12V/8A/8x1A/TOPIC (295x246x51+8, Uin=176÷264VAC, Uout=12,0÷15,0VDC, 1x adjustment, 8x1A , 8A, OVP, SCP – standard fuses)
| PSDC16128T | PSDC16128T | PSDC 12V/8A/16x0.5A/TOPIC (295x246x51+8, Uin=176÷264VAC, Uout=12,0÷15,0VDC, 1x adjustment, 16x0,5A , 8A, OVP, SCP – standard fuses)
| PSDC161212T | PSDC161212T | PSDC 12V/12A/16x0.8A/TOPIC (295x246x51+8, Uin=176÷264VAC, Uout=12,0÷15,0VDC, 1x adjustment, 16x0,8A , 12A, OVP, SCP – standard fuses)
| PSDC161216T | PSDC161216T | PSDC 12V/16A/16x1A/TOPIC (295x246x51+8, Uin=176÷264VAC, Uout=12,0÷15,0VDC, 1x adjustment, 16x1A , 16A, OVP, SCP – standard fuses)
| PSDC161224T | PSDC161216T | PSDC 12V/24A/16x1,5A/TOPIC (360x211x70+8, Uin=88÷264VAC, Uout=12,0÷15,0VDC, 1x adjustment, 16x1,5A , 24A, OVP, SCP – standard fuses)
Power supplies for cameras 12VDC - PSDCS series, two-section
(metal casing, dimensions: WxHxD, Uin, Uout, voltage adjustment, number of outputs, output current, OVP – over voltage protection, SCP – short-circuit protection)
Warranty: 2 year from the production date
| code |  | name / description
| PSDCS08128 | PSDC04122T | PSDCS 12V/8A/8x1A/TOPIC (300x301x52+8, Uin=176÷264VAC, Uout=12÷15VDC, 2x adjustment, 8x1A, 8A, SCP - standard fuses, OVP)
| PSDCS161214 | PSDC05125T | PSDCS 12V/14A/16x1A/TOPIC (300x301x52+8, Uin=176÷264VAC, Uout=12÷15VDC, 2x adjustment, 16x0,87A, 14A, SCP - standard fuses, OVP)
Power supplies for cameras 12VDC - PSDCR series, with recorder space
(metal casing, dimensions: WxHxD, Uin, Uout, voltage adjustment, number of outputs, output current, OVP – over voltage protection, SCP – short-circuit protection)
Warranty: 2 year from the production date
| code |  | name / description
| PSDCR08128 | PSDC04122T | PSDCR 12V/8A/8x1A/TOPIC (430x605x100+14, Uin=176÷264VAC, Uout=12÷15VDC, 1x adjustment, 8x1A, 8A, recorder space max.: 400x100x345, SCP - standard fuses, OVP)
| PSDCR161214 | PSDC05125T | PSDCR 12V/14A/16x1A/TOPIC (430x605x100+14, Uin=176÷264VAC, Uout=12÷15VDC, 1x adjustment, 16x0,87A, 14A, recorder space max.: 400x100x345, SCP - standard fuses, OVP)
switch mode 12V with galvanically separated outputs, in metal casings
Power supplies for cameras 12VDC with independent control of each output channel - PSDCSEP series
(metal casing, dimensions: WxHxD, Uin, Uout, voltage adjustment, number of outputs, output current, OVP – over voltage protection, SCP – short-circuit protection)
Warranty: 2 year from the production date
| code |  | name / description
| PSDCSEP04124 |  | PSDCSEP 12V/4A/4x1A/TOPIC (205x220x50+8, Uin=85÷264VAC, Uout=12,0÷15VDC, 4x adjustment, 4x1A (independent regulation and galvanic separation of each channel), OVP, SCP – standard fuses)
| PSDCSEP08128 |  | PSDCSEP 12V/8A/8x1A/TOPIC (365x220x70+8, Uin=85÷264VAC, Uout=12,0÷15VDC, 8x adjustment, 8x1A (independent regulation and galvanic separation of each channel), OVP, SCP – standard fuses)
DC power supplies - intended to the DCDC10H and DCDC15H converters, PSCU series - 34VDC
Power supplies for 12VDC cameras, for long lines with galvanic separation of each channel dedicated to DCDC…H inverters - PSCU series
(metal casing RAL9003, dimensions: WxHxD, Uin=230VAC/50Hz, Uout, output current, SCP – short circuit protection, OLP - overload protection, OHP -overheat protection)
Warranty: 5 year from the production date
| code |  | name / description
| PSCU04344SEP | PSDC05125T | PSCU 34VDC/4A/4x1A/SEP (270x154x80+8, Uout=30V÷ 35V DC (100% load ÷ 0% load), 4x1A@30V DC max., SCP: 4x T 1A – standard fuses, Power supply - intended to the DCDC10H and DCDC15H converters)
| PSCU08348SEP | PSDC05125T | PSCU 34VDC/8A/8x1A/SEP (290x250x80+8, Uout=30V÷ 35V DC (100% load ÷ 0% load), 8x1A@30V DC max., SCP: 8x T 1A – standard fuses, Power supply - intended to the DCDC10H and DCDC15H converters)
Buffer power supply units for CCTV
13,8V
Switch mode buffer power supply units (transformerless) for cameras 12VDC (+/- 15%) - PSDCB series
(dimensions: WxHxD [mm], Uin, Uout, ΣI-output current, anti-sabotage protection, space for battery 12V SLA, SCP - short-circuit protection, OVP – over voltage protection, OLP - overload protection, UVP - deep discharge battery protection)
Warranty: 2 year from the production date
| code |  | name / description
| PSDCB05125C |  | PSDCB 13,8V/5A/5x1A/17Ah (285x297x80+8, Uin=176÷264VAC, Uout=13,8VDC/5x1A, ΣI=5A+2A, tamper: 1xNC, 17Ah, SCP – standard fuses, OVP, OLP, UVP)
| PSDCB09129C |  | PSDCB 13,8V/9A/9x1A/17Ah (285x297x80+8, Uin=176÷264VAC, Uout=13,8VDC/9x1A, ΣI=9A+1A, tamper: 1xNC, 17Ah, SCP – standard fuses, OVP, OLP, UVP)
| PSDCB161220E |  | PSDCB 13,8V/20A/16x1.0A/65Ah (400x350x178, Uin=176÷264VAC, Uout=13,8VDC/16x1A, ΣI=20A, tamper: 1xNC, 65Ah, SCP – standard fuses, OVP, OLP, UVP)
13,8V / 12V
Switch mode buffer power supply units for HD cameras 13,8VDC and recorder 12VDC - PSUPS series
(dimensions: WxHxD [mm], Uin=176-264VAC/50Hz, Uout, ΣI-output current, anti-sabotage protection, space for battery 12V SLA, battery protection – UVP)
Warranty: 2 year from the production date
| code |  | name / description
| PSUPS10A12C |  | PSUPS13,8V/12V/10A/17Ah (400x350x90+14, ΣI=11A (8x0,6A/13,8VDC + 1x5A/12VDC), tamper:1xNC, 17Ah-UVP)
| PSUPS20A12E |  | PSUPS 13,8V/12V/20A/65Ah (425x375x182+15, ΣI=20A (16x1,0A/13,8VDC + 1x5A/12VDC), tamper:1xNC, 65Ah-UVP)
Switch mode buffer power supply units for HD cameras 13,8VDC and recorder 12VDC and recorder space - PSUPS..CR series
(dimensions: WxHxD [mm], Uin=176-264VAC/50Hz, Uout, ΣI-output current, anti-sabotage protection, space for battery 12V SLA, battery protection – UVP)
Warranty: 2 year from the production date
| code |  | name / description
| PSUPS10A12CR |  | PSUPS 13.8V/12V/10A/17Ah (425x535x190+14, ΣI=11A (8x0,75A/13,8VDC + 1x4A/12VDC), recorder space 380x335x80, tamper:1xNC, 17Ah-UVP)
| PSUPS20A12CR |  | PSUPS 13,8V/12V/20A/2x17Ah (425x535x190+14, ΣI=20A (16x1,0A/13,8VDC + 1x5A/12VDC), tamper:1xNC, 2x17Ah-UVP, space for recorder)
Switch mode buffer power supply units for HD cameras 13,8VDC and recorder 12VDC and recorder space + transmitters - PSUPS..CRT series
(dimensions: WxHxD [mm], Uin=176-264VAC/50Hz, Uout, ΣI-output current, anti-sabotage protection, space for battery 12V SLA, battery protection – UVP)
Warranty: 2 year from the production date
| code |  | name / description
| PSUPS10A12CRT |  | PSUPS 13.8V/12V/10A/17Ah (425x535x190+14, ΣI=11A, 8x0,75A/13,8VDC + 1x4A/12VDC (RJ45 + JACK5,5/2,1), set include transmitters P-TRPV120 for up to cameras: 4pcs, 380x335x80 tamper:1xNC, 17Ah-UVP)
| PSUPS20A12CRT |  | PSUPS 13,8V/12V/20A/17Ah (425x540x190+14, ΣI=20A, 16x0,8A/13,8VDC + 1x5A/12VDC (RJ45 + JACK5,5/2,1), set include transmitters P-TRPV120 for up to cameras: 12pcs, 380x335x80 tamper:1xNC, 17Ah-UVP)
GREEN POWER CCTV - PoE series
PoE power supply units for IP cameras 48VDC - economical version
Power supplies for the IP cameras - 48VDC – PoE series - economical version (not compliant with the IEEE802.3af standard)
(metal casing, dimensions: WxHxD, Uin, Uout, voltage adjustment, output current, protections: SCP - short-circuit protection, OLP - overload protection, OVP - over voltage protection, technical outputs: FPS – indication of output fuse activation)
Warranty: 2 year from the production date
| code |  | name / description
| POE0448 |  | PoE 48V/1,5A (230x281x101+15, Uin=90÷264VAC, Uout=46V÷52VDC, 4x0,35A / 48VDC – RJ45)
| POE0848 |  | PoE 48V/3A (270x316x101+15, Uin=176÷264VAC, Uout=46V÷52VDC, 8x0,35A / 48 VDC – RJ45)
| POE1648 |  | PoE 48V/6A (291x387x101+15, Uin=90÷264VAC, Uout=41V÷56VDC, 16x0,35A / 48 VDC – RJ45)
PoE power supply units for IP cameras 48VDC
Power supplies for the IP cameras - 48VDC – PoE series (not compliant with the IEEE802.3af standard)
(metal casing, dimensions: WxHxD, Uin, Uout, voltage adjustment, output current, protections: SCP - short-circuit protection, OLP - overload protection, OVP - over voltage protection, technical outputs: FPS – indication of output fuse activation)
Warranty: 2 year from the production date
| code |  | name / description
| POE044816 |  | PoE 48V/4x0,4A (230x281x116, Uin=88÷264VAC, Uout=42÷54VDC, 1x adjustment, 4x0,4A/48VDC – RJ45, SCP – standard fuses or PTC fuses, FPS - OC type and relay type)
| POE084832 |  | PoE 48V/8x0,4A (270x307x116, Uin=176÷264VAC, Uout=45,6÷52,8VDC, 1x adjustment, 8x0,4A/48VDC – RJ45, SCP – standard fuses or PTC fuses, FPS - OC type and relay type)
| POE164864 |  | PoE 48V/16x0,4A (291x387x115, Uin=90÷264VAC, Uout=41÷56VDC, 1x adjustment, 16x0,4A/48VDC – RJ45, SCP – standard fuses or PTC fuses, FPS - OC type and relay type)
GREEN POWER CCTV - PoE series with buffer power supply unit
PoE buffer power supply units for IP cameras 48 / 54VDC - economical version
Switch mode buffer power supply units (transformerless) for IP cameras - PoE series - 48/54VDC (not compliant with the IEEE802.3af) standard)
(metal casing, dimensions: WxHxD, Uin, Uout, ΣI-output current, anti-sabotage protection, space for battery 12V SLA, UVP - battery protection)
Warranty: 2 year from the production date
| code |  | name / description
| POE0448B |  | PoE 48V/1,3A/7Ah (280x92x80+8, Uin=176÷264VAC, ΣI=4x0,32A + 0,5A battery charging, tamper:1xNC, 7Ah-UVP)
| POE0848C |  | PoE 48V/2,6A/2x17Ah (400x350x90+8, Uin=176÷264VAC, ΣI=8x0,32A + 0,5A battery charging, tamper:1xNC, 2x17Ah-UVP)
| POE1648C |  | PoE 54V/5A/4x17Ah (420x373x181+14, Uin=176÷264VAC, ΣI=16x0,3A + 0,5A battery charging, tamper:1xNC, 4x17Ah-UVP)
PoE power supply units for IP cameras 54VDC
Switch mode buffer power supply units (transformerless) for IP cameras - PoE series - 54VDC (not compliant with the IEEE802.3af) standard)
(metal casing, dimensions: WxHxD, Uin, Uout, ΣI-output current, anti-sabotage protection, space for battery 12V SLA, UVP - battery protection, protections: SCP - short-circuit protection, OLP - overload protection, OVP - over voltage protection, technical outputs: FPS – indication of output fuse activation)
Warranty: 2 year from the production date
| code |  | name / description
| POE044812B |  | PoE 54V/4x0,3A/4x7Ah (300x407x126, Uin=176÷264VAC, Uout=54VDC, ΣI=4x0,25A + 0,3A battery charging, tamper:1xNC, 4x7Ah-UVP, OLP, OVP, SCP – standard fuses or PTC fuses, FPS - OC type and relay type)
| POE084824B |  | PoE 54V/8x0,3A/4x7Ah (300x407x126, Uin=88÷264VAC, Uout=54VDC, ΣI=8x0,3A + 0,2A battery charging, tamper:1xNC, 4x7Ah-UVP, OLP, OVP, SCP – standard fuses or PTC fuses, FPS - OC type and relay type)
PoE power supply units for cameras 27,6VDC
Switch mode buffer power supply units (transformerless) for cameras 24VDC (+/- 15%) - PoE series - 27,6VDC (not compliant with the IEEE802.3af)
(dimensions: WxHxD [mm], Uin, Uout, ΣI-output current, anti-sabotage protection, space for battery 12V SLA, battery protection – UVP, OVP – over voltage protection)
Warranty: 2 year from the production date
| code |  | name / description
| POE042418B |  | PoE 27,6V/4x0,4A/2x7Ah (300x407x126, Uin=176-264VAC, Uout=27,6VDC, ΣI=4x0,4A+ current charging 0,2A, tamper:1xNC, 2x7Ah-UVP, OVP)
| POE042455B |  | PoE 27.6V/4x1A/2x7Ah (300x407x126, Uin=176-264VAC, Uout=27,6VDC, ΣI=4x1A+ current charging 0,5A, tamper:1xNC, 2x7Ah-UVP, OVP)
Desktop type power supply units - 52VDC - compliant with IEEE 802.3 af
Power supply for IP cameras - PSP series
Warranty: 2 year from the production date
| code |  | name / description
| PSP52003 |  | PSP 52V/0,3A (119x61x38, Power supply: 90÷264VAC, Power supply output: 0,3A/52VDC – RJ45 compliant with IEEE 802.3 af, designed for 10Mbit/s and 100Mbit/s)
| PSP48005 |  | PSP 48V/0,5A (119x61x38, Power supply: 90÷264VAC, Power supply output: 0,5A/48VDC – RJ45, designed for 10Mbit/s and 100Mbit/s)
PoE switches for IP cameras
PoE switches for IP cameras with power supply
(dimensions: WxHxD [mm], *maximum power of a single PoE port / maximum power consumption of PoE ports)
Warranty: 2 year from the production date
| code |  | name / description
| S64 |  | 6-port switch for 4 IP cameras (118x28x85, 6 ports (4xPoE + 2xUPLINK), PoE supply: 4 ports 10/100 Mb/s – IEEE 802.3af/at, 52VDC / 30W/port*, UPLINK ports: 2 port 10/100 Mb/s Included power supply: 230VAC, 52VDC/1,15A/60W (desktop type)) *30W port / max 48W
| SG64 |  | 6-port switch for 4 IP cameras (118x28xx85, 6 ports (4xPoE + 2xUPLINK), PoE supply: 4 ports 10/100/1000 Mb/s - IEEE 802.3af/at, 52VDC/30W/port*, UPLINK ports: 2 ports 10/100/1000 Mb/s, Included power supply: 230VAC, 52VDC/1,15A/60W) *30W port / max 48W
| S108 |  | S108 10-port switch for 8 IP cameras (190x28x105, 10 ports (8xPoE + 2xUPLINK), PoE supply: 8 ports 10/100 Mb/s – IEEE 802.3af/at, 48VDC / 30W/port* (PoE+), UPLINK ports: 2 ports 10/100 Mb/s, Included power supply: 230VAC, 48VDC/2,5A/120W power supply (desktop type)) *30W port / max 96W
| S108-60W |  | SF108-60W 10-port switch for 8 IP cameras (190x28x105, 10 ports (8xPoE + 2xUPLINK), PoE supply: 8 ports 10/100 Mb/s - IEEE 802.3af/at, 52VDC / 30W/port (PoE+), UPLINK port: 2 ports 10/100/1000 Mb/s – G1/TP, G2/TP, Included power supply: 230VAC, 52VDC/1,15A/60W power supply (desktop type)) *30W port / max 48W
| SG108 |  | 10-port switch for 8 IP cameras (190x27x105, 10 ports (8xPoE + 2xUPLINK), PoE supply: 8 ports 10/100/1000 Mb/s - IEEE 802.3af/at, 48VDC/30W/port*, UPLINK ports: 2 ports 10/100/1000 Mb/s, Included power supply: 230VAC, 48VDC/2,5A/120W) *30W port / max 96W
| SF108 |  | 10-port switch for 8 IP cameras (220x44x150, 10 ports (8xPoE + 2xUPLINK), PoE supply: 8 ports 10/100 Mb/s - IEEE 802.3af, 48VDC / 15,4W/port, UPLINK port: 2 ports 10/100/1000 Mb/s – G1/TP, G2/TP, Socket Outlets: SFP UPLINK: 2 ports 10/100/1000 Mb/s – G1/SFP, G2/SFP; Included power supply: 230VAC, 48VDC/2,5A (desktop type)) *15,4W port / max 96W
| SF108-60W |  | SF108-60W 10-port switch for 8 IP cameras (220x44x150, 10 ports (8xPoE + 2xUPLINK), PoE supply: 8 ports 10/100 Mb/s - IEEE 802.3af/at, 52VDC / 30W/port (PoE+), UPLINK port: 2 ports 10/100/1000 Mb/s – G1/TP, G2/TP, Included power supply: 230VAC, 52VDC/1,15A/60W power supply (desktop type)) *30W port / max 48W
| SF116 |  | 16-port switch for 16 IP cameras (442x44x292, 18 port (16xPoE + 2xUPLINK) PoE supply: 16 ports 10/100 Mb/s - IEEE 802.3af, 48VDC / 15,4W/port UPLINK ports: 2 ports 10/100/1000 Mb/s – G1/TP i G2/TP, Socket SFP UPLINK: 2 ports 10/100/1000 Mb/s – G1/SFP i G2/SFP; Power supply: 230VAC *15,4W port / max 192W
| SF116F1 |  | 16-ports switch for 16 IP cameras (280x44x180, 18 ports (16xPoE + 2xUPLINK) PoE supply: 16 ports 10/100 Mb/s - IEEE 802.3af/at, 52VDC / 30W/port*, UPLINK port: 2 ports 10/100/1000 Mb/s – G1/TP, G2/TP, Socket SFP UPLINK: 1 port 10/100/1000 Mb/s – G2/SFP, PoE supply - pairs: 1/2 (+), 3/6 (-), Power supply: 230VAC) *30W port / max 130W
PoE switches for 4/8 IP cameras in metal enclosure with power supply
(dimensions: WxHxD [mm], Uin=90÷264VAC/50÷60Hz *maximum power of a single PoE port / maximum power consumption of PoE ports)
Warranty: 2 year from the production date
| code |  | name / description
| S64-C |  | S64-C 6-port switch for 4 IP cameras in the enclosure (275x281x102+14, 6 ports (4xPoE + 2xUPLINK) PoE supply: 4 ports 10/100 Mb/s IEEE 802.3af/at, 48VDC / 30W/port*, UPLINK ports: 2 ports 10/100 Mb/s) *30W port / max 48W
| SG64-C |  | SG64-C 6-port switch for 4 IP cameras in the enclosure (275x281x102+14, 6 ports (4xPoE + 2xUPLINK) PoE supply: 4 ports 10/100/1000 Mb/s IEEE 802.3af/at, 52VDC / 30W/port* (PoE+), UPLINK ports: 2 ports 10/100/1000 Mb/s) *30W port / max 48W
| S108-C |  | 10-port switch for 8 IP cameras in the enclosure (275x281x102+14, 10 ports (8xPoE + 2xUPLINK) PoE supply: 8 ports 10/100 Mb/s IEEE 802.3af/at, 52VDC / 30W/port* (PoE+), UPLINK ports: 2 ports 10/100 Mb/s) *30W port / max 120W
| SF108-C |  | 10-port switch for 8 IP cameras in the enclosure (282x275x101+14, 10 ports (8xPoE + 2xUPLINK) PoE supply: 8 ports 10/100 Mb/s - IEEE 802.3af, 48VDC / 15,4W/port UPLINK port: 2 ports 10/100/1000 Mb/s – G1/TP i G2/TP - for recorder / switch / computer installation Outlets: SFP UPLINK: 2 ports 10/100/1000 Mb/s – G1/SFP i G2/SFP) *15,4W port / max 96W
| SF116-C |  | 16-port switch for 16 IP cameras in the enclosure (525x545x70+14, 18 ports (16xPoE + 2xUPLINK), PoE supply: 16 ports 10/100 Mb/s - IEEE 802.3af, 52VDC / 15,4W/port, UPLINK port: 2 ports 10/100/1000 Mb/s – G1/TP i G2/TP - for recorder / switch / computer installation, Outlets: SFP UPLINK: 2 ports 10/100/1000 Mb/s – G1/SFP i G2/SFP) *15,4W port / max 192W
PoE switches for 4/8 IP cameras in metal enclosure with power supply and recorder space
(dimensions: WxHxD [mm], Uin=90÷264VAC/50÷60Hz *maximum power of a single PoE port / maximum power consumption of PoE ports)
Warranty: 2 year from the production date
| code |  | name / description
| S54-CR |  | 5-port switch for 4 IP cameras in the enclosure with recorder space (540x440x110+14, 5 ports 10/100 Mb/s (4xPoE + 1xUPLINK), PoE supply: 4 ports IEEE 802.3af, 48VDC / 15,4W/port, UPLINK port: 1 port – for recorder / switch / computer installation)
| S108-CR |  | S108-CR 10-port switch for 8 IP cameras in the enclosure with recorder space (432x607x102+14, Uin=176÷264VAC/50÷60Hz, 10 ports (8xPoE + 2xUPLINK), PoE supply: 8 ports 10/100 Mb/s - IEEE 802.3af/at, 52VDC / 30W/port (PoE+), UPLINK port: 2 ports 10/100 Mb/s, Dimensions of recorder (max): 400x345x95) *30W port / max 120W
| SF108-CR |  | 10-port switch for 8 IP cameras in the enclosure with recorder space (432x607x101+14, 10 ports (8xPoE + 2xUPLINK), PoE supply: 8 ports 10/100 Mb/s - IEEE 802.3af, 52VDC / 15,4W/port, UPLINK port: 2 ports 10/100/1000 Mb/s – G1/TP i G2/TP, Outlets: SFP UPLINK: 2 ports 10/100/1000 Mb/s – G1/SFP i G2/SFP, Dimensions of recorder (max): 400x95x345) *15,4W port / max 96W
| SF116-CR |  | 16-port switch for 16 IP cameras in the enclosure with recorder space (525x545x163+14, 18 ports (16xPoE + 2xUPLINK), PoE supply: 16 ports 10/100 Mb/s - IEEE 802.3af, 52VDC / 15,4W/port, UPLINK port: 2 ports 10/100/1000 Mb/s – G1/TP i G2/TP, Outlets: SFP UPLINK: 2 ports 10/100/1000 Mb/s – G1/SFP i G2/SFP )
PoE switches for 4/8 IP cameras for RACK19" cabinets - RS series
(dimensions: WxHxD [mm], Uin=90÷264VAC/50÷60Hz, *maximum power of a single PoE port / maximum power consumption of PoE ports)
Warranty: 2 year from the production date
| code |  | name / description
| RS64 |  | 6-port switch with power supply for 4 IP cameras, RACK (440x44,5x227, 6 ports (4xPoE + 2xUPLINK), PoE supply: 4 ports 10/100 Mb/s – IEEE 802.3af/at, 52VDC / 30W/port* (PoE+), UPLINK port: 2 ports 10/100 Mb/s, Mounting dimensions: W=19”, H=1U, D=227) *30W port / max 48W
| RSG64 |  | 6-port switch with power supply for 4 IP cameras, RACK (440x44x227, 6 ports (4xPoE + 2xUPLINK), PoE supply: 4 ports 10/100/1000 Mb/s – IEEE 802.3af/at, 52VDC / 30W/port*, UPLINK port: 2 ports 10/100/1000 Mb/s, Mounting dimensions: W=19”, H=1U, D=227) *30W port / max 48W
| RS108 |  | 10-port switch with power supply for 8 IP cameras, RACK (440x44x227, 10 ports (8xPoE + 2xUPLINK), PoE supply: 8 ports 10/100 Mb/s – IEEE 802.3af/at, 48VDC / 30W/port* (PoE+), UPLINK port: 2 ports 10/100 Mb/s, Mounting dimensions: W=19”, H=1U, D=227) *30W port / max 96W
| RSF108 |  | 10-port switch with power supply unit for 8 IP cameras, RACK (482x88x225, 10 ports (8xPoE + 2xUPLINK), PoE supply: 8 ports 10/100 Mb/s - IEEE 802.3af, 48VDC / 15,4W/port*, UPLINK port: 2 ports 10/100/1000 Mb/s - G1/TP, G2/TP, Mounting dimensions: W=19”, H=2U) *15,4W port / max 96W
| RSF116 |  | 16-port switch without power supply unit for 16 IP cameras, RACK (483x44x185, Power supply: 44÷57VDC, 18 ports (16xPoE + 2xUPLINK), PoE supply: 16 ports 10/100 Mb/s - IEEE 802.3af, 48VDC / 15,4W/port, UPLINK port: 2 ports 10/100/1000 Mb/s – G1/TP, G2/TP Mounting dimensions: W=19”, H=1U) *15,4W port / max 192W
PoE switches with buffer power supply for IP cameras
PoE switches with buffer power supply for 4/8 IP cameras, S...-B series
(dimensions: WxHxD [mm], space for battery 12V SLA *maximum power of a single PoE port / maximum power consumption of PoE ports)
Warranty: 2 year from the production date
| code |  | name / description
| S54-B |  | 5-port switch with buffer power supply for 4 IP cameras in a metal enclosure (280x292x80+8, 7Ah/12V, battery charging current: 0,5A, 5 ports 10/100 Mb/s (4xPoE + 1xUPLINK), PoE supply: 4 ports IEEE 802.3af, 48VDC / 15,4W/port, UPLINK port: 1 port)
| S64-B17 |  | 6-port switch with buffer power supply for 4 IP cameras in a metal enclosure (397x350x92+8, 17Ah/12V, battery charging current: 0,5A, 6 ports 10/100 Mb/s (4xPoE + 2xUPLINK), PoE supply: 4 ports IEEE 802.3af/at, 52VDC / 30W*/port, UPLINK port: 2 ports 10/100Mb/s) *30W port / max 48W
| SG64-B |  | 6-port switch with buffer power supply for 4 IP cameras (280x291x82+8, 7Ah/12V, battery charging current: 0,5A, 6 ports 10/100/1000 Mb/s (4xPoE + 2xUPLINK), PoE supply: 4 ports IEEE 802.3af/at, 52VDC / 30W/port* (PoE+), UPLINK port: 2 ports 10/100/1000 Mb/s) *30W port / max 48W
| S108-B |  | 10-port switch with buffer power supply for 8 IP cameras in a metal enclosure (397x350x92+8, 2x17Ah/12V, battery charging current: 0,5A, PoE supply: 8 ports 10/100 Mb/s - IEEE 802.3af/at, 52VDC / 30W/port* (PoE+), UPLINK port: 2 ports 10/100Mb/s) *30W port / max 96W
| SF108-B |  | 10-port switch with buffer power supply for 8 IP cameras (420x364x115+14, 2x17Ah/12V, 10 ports (8xPoE + 2xUPLINK) PoE supply: 8 ports 10/100 Mb/s - IEEE 802.3af, 48VDC / 15,4W/port, UPLINK port: 2 ports 10/100/1000 Mb/s - G1/TP, G2/TP, Outlets: SFP UPLINK: 2 ports 10/100/1000 Mb/s – G1/SFP i G2/SFP)
| SF116-B |  | 16-port switch with buffer power supply for 16 IP cameras (525x545x70+14, 18 ports (16xPoE + 2xUPLINK) PoE supply: 16 ports 10/100 Mb/s - IEEE 802.3af, 54VDC / 15,4W/port, UPLINK port: 2 ports 10/100/1000 Mb/s - G1/TP, G2/TP, Outlets: SFP UPLINK: 2 ports 10/100/1000 Mb/s – G1/SFP i G2/SFP
PoE switches with buffer power supply for 4/8 IP cameras, with the output supplying the recorder, S...-BR series
(dimensions: WxHxD [mm], space for battery 12V SLA, Uin=176÷264VAC, *maximum power of a single PoE port / maximum power consumption of PoE ports)
Warranty: 2 year from the production date
| code |  | name / description
| S98-BR |  | 9-port switch with buffer power supply for 8 IP cameras in enclosure with power supply for DVR (400x350x90+8, 2x17Ah/12V, battery charging current: 0,5A, 9 ports 10/100 Mb/s (8xPoE + 1xUPLINK), PoE supply: 8 ports IEEE 802.3af, 48VDC / 15,4W/port, UPLINK port: 1 port, Output for the recorder: 5A/12VDC
| SF108-BR |  | 10-port switch with buffer power supply for 8 IP cameras and recorder (420x364x117+14, 2x17Ah/12V, 10 ports (8xPoE + 2xUPLINK) PoE supply: 8 ports 10/100 Mb/s - IEEE 802.3af/at, 52VDC / 30W/port* (PoE+), UPLINK port: 2 ports 10/100/1000 Mb/s - G1/TP, G2/TP, Outlets: SFP UPLINK: 2 ports 10/100/1000 Mb/s – G1/SFP i G2/SFP, Output for the recorder: 5A/12VDC, *30W port / max 120W
PoE switches with buffer power supply for 4/8 IP cameras, with the output supplying the recorder and recorder space, S...-CRB series
(dimensions: WxHxD [mm], space for battery 12V SLA)
Warranty: 2 year from the production date
| code |  | name / description
| S64-CRB |  | 6-port switch with buffer power supply for 4 IP cameras in enclosure with the recorder space (421x535x193+14, 2x17Ah/12V, battery charging current: 0,5A, 6 ports 10/100 Mb/s (4xPoE + 2xUPLINK), PoE supply: 4 ports IEEE 802.3af/at, 52VDC / 30W/port UPLINK port: 2 ports Output for the recorder: 5A/12VDC
| S108-CRB |  | 10-port switch with buffer power supply for 8 IP cameras and recorder with recorder space (421x535x193+14, 2x17Ah/12V, battery charging current: 1A, 10 ports (8xPoE + 2xUPLINK), PoE supply: 8 ports 10/100 Mb/s - IEEE 802.3af/at, 52VDC / 30W/port* (PoE+), UPLINK port: 2 ports 10/100 Mb/s, Output for the recorder: 5A/12VDC *The given value of 30W per port is the maximum value. The total power consumption should not exceed 120W when all PoE ports are being used.
| SF108-CRB |  | 10-port switch with buffer power supply for 8 IP cameras and recorder with recorder space (421x535x193+14, 2x17Ah/12V, 10 ports (8xPoE + 2xUPLINK) PoE supply: 8 ports 10/100 Mb/s - IEEE 802.3af, 54VDC / 15,4W/port UPLINK port: 2 ports 10/100/1000 Mb/s - G1/TP, G2/TP – for recorder / switch / computer installation Outlets: SFP UPLINK: 2 ports 10/100/1000 Mb/s – G1/SFP i G2/SFP - for recorder / switch / computer installation. Output for the recorder: 5A/12VDC
| SF116-CRB |  | 16-port switch with buffer power supply for 16 IP cameras and recorder with recorder space (525x680x165+14, 18 ports (16xPoE + 2xUPLINK) PoE supply: 16 ports 10/100 Mb/s - IEEE 802.3af, 54VDC / 15,4W/port UPLINK port: 2 ports 10/100/1000 Mb/s - G1/TP, G2/TP – for recorder / switch / computer installation Outlets: SFP UPLINK: 2 ports 10/100/1000 Mb/s – G1/SFP i G2/SFP - for recorder / switch / computer installation). Output for the recorder: 4A/12VDC
PoE switches for 4/8 IP cameras for RACK19" cabinets, RSUPS series
Power supply: 176÷264VAC, Supported protocols and standards: IEEE802.3, 802.3u, 802.3x, CSMA/CD, TCP/IP, port sockets: RJ45, metal enclosure RACK 19” 2U – color black RAL 9005, mounted converter 24/48V, forced cooling - built-in fan, Technical output ALARM relay C/NO/NC
Warranty: 2 year from the production date
| code |  | name / description
| RSUPS54 |  | 5-port switch with buffer power supply for 4 IP cameras IP, RACK mounted (W=19”, H=2U, 5 ports 10/100 Mb/s (4xPoE + 1xUPLINK) PoE supply: 4 ports IEEE 802.3af, 48VDC / 15,4W/port UPLINK port: 1 port – for recorder / switch / computer installation Battery charging current: 0,5A (2x batteries 12VDC), Battery: 2x7Ah / 2x17Ah
| RSUPS98 |  | 9-port switch with buffer power supply for 8 IP cameras IP, RACK mounted (W=19”, H=2U, 9 ports 10/100 Mb/s (8xPoE + 1xUPLINK) PoE supply: 8 ports IEEE 802.3af, 48VDC / 15,4W/port UPLINK port: 1 port – for recorder / switch / computer installation Battery charging current: 0,5A (2x batteries 12VDC), Battery: 2x7Ah / 2x17Ah
| RSFUPS108 |  | 10-port switch with buffer power supply for 8 IP cameras, RACK (W=19”, H=2U, 10 ports (8xPoE + 2xUPLINK) PoE supply: 8 ports 10/100 Mb/s - IEEE 802.3af, 48VDC / 15,4W/port UPLINK port: 2 ports 10/100/1000 Mb/s - G1/TP, G2/TP – for recorder / switch / computer installation Outlets: SFP UPLINK: 2 ports 10/100/1000 Mb/s – G1/SFP i G2/SFP - for recorder / switch / computer installation, Battery charging current: 0,5A (2x batteries 12VDC), Battery: 2x7Ah / 2x17Ah
| RSFUPS116 |  | 16-port switch with buffer power supply for 16 IP cameras, RACK (W=19”, H=2U, 18 ports (16xPoE + 2xUPLINK) PoE supply: 16 ports 10/100 Mb/s - IEEE 802.3af, 54VDC / 15,4W/port UPLINK port: 2 ports 10/100/1000 Mb/s – G1/TP, G2/TP – for recorder / switch / computer installation Outlets: SFP UPLINK: 2 ports 10/100/1000 Mb/s – G1/SFP, G2/SFP - for recorder / switch / computer installation, Battery charging current: 0,5A (4x batteries 12VDC), Battery: 4x7Ah / 4x17Ah
PoE switches for 4/8 IP cameras for RACK19" cabinets, RSUPS...R series
Power supply: 176÷264VAC, Supported protocols and standards: IEEE802.3, 802.3u, 802.3x, CSMA/CD, TCP/IP, port sockets: RJ45, metal enclosure RACK 19” 2U – color black RAL 9005, mounted converter 24/48V, forced cooling - built-in fan, Technical output ALARM relay C/NO/NC
Warranty: 2 year from the production date
| code |  | name / description
| RSUPS54R |  | 5-port switch with buffer power supply for 4 IP cameras and recorder (W=19”, H=2U, 5 ports 10/100 Mb/s (4xPoE + 1xUPLINK) PoE supply: 4 ports IEEE 802.3af, 48VDC / 15,4W/port, UPLINK port: 1 port The output supplying the recorder: 5A/12VDC Battery charging current: 0,5A (2x batteries 12VDC), Battery: 2x7Ah / 2x17Ah
| RSUPS98R |  | 9-port switch with buffer power supply for 8 IP cameras and recorder (W=19”, H=2U, 9 ports 10/100 Mb/s (8xPoE + 1xUPLINK) PoE supply: 8 ports IEEE 802.3af, 48VDC / 15,4W/port, UPLINK port: 1 port The output supplying the recorder: 5A/12VDC Battery charging current: 1,0A (2x batteries 12VDC), Battery: 2x7Ah / 2x17Ah / 2x28Ah
| RSFUPS108R |  | 10-port switch with buffer power supply for 8 IP cameras, RACK (W=19”, H=2U, 10 ports (8xPoE + 2xUPLINK) PoE supply: 8 ports 10/100 Mb/s - IEEE 802.3af, 48VDC / 15,4W/port UPLINK port: 2 ports 10/100/1000 Mb/s - G1/TP, G2/TP Outlets: SFP UPLINK: 2 ports 10/100/1000 Mb/s – G1/SFP i G2/SFP Battery charging current: 0,5A (2x batteries 12VDC), Battery: 2x7Ah / 2x17Ah
| RSFUPS116R |  | 16-port switch with buffer power supply for 16 IP cameras and recorder, RACK (W=19”, H=2U, 18 ports (16xPoE + 2xUPLINK) PoE supply: 16 ports 10/100 Mb/s - IEEE 802.3af, 54VDC / 15,4W/port UPLINK port: 2 ports 10/100/1000 Mb/s – G1/TP, G2/TP, Outlets: SFP UPLINK: 2 ports 10/100/1000 Mb/s – G1/SFP, G2/SFP, Battery charging current: 0,5A (4x batteries 12VDC), Battery: 4x7Ah / 4x17Ah
PoE switches for IP cameras for a DIN rail
PoE switches for IP cameras for a DIN rail, without power supply units, DS series
(dimensions: WxHxD [mm])
Warranty: 2 year from the production date
| code |  | name / description
| DS64 |  | 6-port switch for 4 IP cameras without power supply unit (175x50x137, 6 ports 10/100 Mb/s (4xPoE + 2xUPLINK) PoE supply: 4 ports IEEE 802.3af/at, 48÷54VDC / 30W/port*, UPLINK port: 2 port Power supply: 48÷54V DC, The given value of 30W per port is the maximum value. The total power consumption should not exceed 48W when all PoE ports are being used.
| DS98 |  | 9-port switch for 8 IP cameras without power supply unit (250x50x120+8, 9 ports 10/100 Mb/s (8xPoE + 1xUPLINK) PoE supply: 8 ports IEEE 802.3af, 48VDC / 15,4W/port, UPLINK port: 1 port Power supply: 48÷54V DC
| DSF108 |  | 10-port DSF108 without power supply for 8 IP cameras (277x65x178, 10 ports 10/100 Mb/s (8xPoE + 2xUPLINK) PoE supply: 8 ports IEEE 802.3af, 48VDC / 15,4W/port, UPLINK port: 2 port 10/100/1000 Mb/s – G1/TP i G2/TP, Outlets: SFP UPLINK: 2 ports 10/100/1000 Mb/s – G1/SFP i G2/SFP , Power supply: 48÷54V DC
PoE switches for IP cameras for a DIN rail, with power supply unit, DSA series
(dimensions: WxHxD [mm])
Warranty: 2 year from the production date
| code |  | name / description
| DSA54 |  | 5-port switch for 4 IP cameras with power supply (190x90x148+12, 5 ports 10/100 Mb/s (4xPoE + 1xUPLINK) PoE supply: 4 ports IEEE 802.3af, 48VDC / 15,4W/port, UPLINK port: 1 port Power supply: 176÷264VAC
| DSA98 |  | 9-port switch for 8 IP cameras with power supply (245x110x182, 9 ports 10/100 Mb/s (8xPoE + 1xUPLINK) PoE supply: 8 ports IEEE 802.3af, 48VDC / 15,4W/port, UPLINK port: 1 port Power supply: 176÷264VAC
| DSFA108 |  | 10-port switch for 8 IP cameras with power supply (275x110x177, 10 ports 10/100 Mb/s (8xPoE + 2xUPLINK) PoE supply: 8 ports IEEE 802.3af, 48VDC / 15,4W/port, UPLINK port: 2 port 10/100/1000 Mb/s – G1/TP i G2/TP, Outlets: SFP UPLINK: 2 ports 10/100/1000 Mb/s – G1/SFP i G2/SFP Power supply: 176÷264VAC
PoE switches for IP cameras for a DIN rail with buffer power supply, DSB series
(dimensions: WxHxD [mm])
Warranty: 2 year from the production date
| code |  | name / description
| DSB54 |  | 5-port switch with buffer power supply for 4 IP cameras (245x110x173, 5 ports 10/100 Mb/s (4xPoE + 1xUPLINK) PoE supply: 4 ports IEEE 802.3af, 48VDC / 15,4W/port, UPLINK port: 1 port Power supply: 176÷264VAC, Mounted converter 12/48V Battery charging current: 0,5A (1x battery 12VDC), Battery: 1x7Ah / 1x17Ah
| DSB98 |  | 9-port switch with buffer power supply for 8 IP cameras (245x110x182, 9 ports 10/100 Mb/s (8xPoE + 1xUPLINK) PoE supply: 8 ports IEEE 802.3af, 48VDC / 15,4W/port, UPLINK port: 1 port Power supply: 176÷264VAC, Mounted converter 24/48V, Battery charging current: 0,5A (2x batteries 12VDC), Battery: 2x7Ah / 2x17Ah
| DSFB108 |  | 10 ports 10/100 Mb/s (8xPoE + 2xUPLINK) (275x110x210, 10 ports (8xPoE + 2xUPLINK) PoE supply: 8 ports IEEE 802.3af, 48VDC / 15,4W/port, UPLINK port: 2 port 10/100/1000 Mb/s – G1/TP i G2/TP, Outlets: SFP UPLINK: 2 ports 10/100/1000 Mb/s – G1/SFP i G2/SFP Power supply: 176÷264VAC, Battery charging current: 0,5A (2x Battery 12VDC), Battery: 2x7Ah / 2x17Ah
Accessories for PoE switches
Warranty: 2 year from the production date
| code |  | name / description
| GBIC-101 |  | Module SFP GBIC-101, single-mode, 1,25G, Tx:1310, LC, 20KM, DDM (TORNADO) for proper transmission to another device, please use GBIC-101 module
| GBIC-102 |  | Module SFP GBIC-102, multimode, 1,25G, Tx:1310, LC, 2KM, DDM (TORNADO) for proper transmission to another device, please use GBIC-102 module
| GBIC-103 |  | Module SFP GBIC-103, single-mode, 1,25G, Tx:1310 / Rx1550, SC, 20KM, DDM (TORNADO) for proper transmission to another device, please use GBIC-104 module
| GBIC-104 |  | Module SFP GBIC-104, single-mode, 1,25G, Tx:1550 / Rx1310, SC, 20KM, DDM (TORNADO) for proper transmission to another device, please use GBIC-103 module
| GBIC-105 |  | Module SFP GBIC-105, single-mode, 1,25G, Tx:1310 / Rx1550, LC, 20KM, DDM (TORNADO) for proper transmission to another device, please use GBIC-106 module
| GBIC-106 |  | Module SFP GBIC-106, single-mode, 1,25G, Tx:1550 / Rx1310, LC, 20KM, DDM (TORNADO) for proper transmission to another device, please use GBIC-105 module
Accessories - Extenders
Extenders
Application: increases Ethernet range by 100 meters
Warranty: 2 year from the production date
| code |  | name / description
| EXT-POE1 |  | Extender EXT-POE1 (81x77x26, PoE input: PoE IN - compliant with IEEE802.3af/at, PoE output: PoE OUT - compliant with IEEE802.3af, Output current PoE OUT: 0,3A/port
| EXT-POE2 |  | Extender EXT-POE2 (81x77x26, PoE input: PoE IN - compliant with IEEE802.3af/at, PoE output: PoE OUT1 / PoE OUT2 - compliant with IEEE802.3af Output current PoE OUT: 0,3A/port (Ʃ0,4A max.)
| EXT-POE3 |  | Extender EXT-POE3 (81x77x26, Allows connecting three IP-PoE cameras using a single cable. PoE input: PoE IN - compliant with IEEE802.3af/at PoE output: PoE OUT1 / PoE OUT2 - compliant with IEEE802.3af/at, PoE OUT3 – not compliant with IEEE802.3af Output current PoE OUT: 0,6A/port – OUT1/2; 0,3A/port – OUT3 (Ʃ0,6A max.)
| EXT-POE4 |  | Extender EXT-POE4 (81x77x26, Power input: 44÷57VDC PoE input: PoE IN - compliant with IEEE802.3af/at, PoE output: PoE OUT1 / PoE OUT2 - not compliant with IEEE802.3af, Output current PoE OUT: 0,3A/port (Ʃ0,4A max.)
Extenders in hermetic enclosure
Application: increases Ethernet range by 100 meters
Warranty: 1 year from the production date
| code |  | name / description
| EXT-POE1H |  | Extender EXT-POE1 in hermetic enclosure (158x118x77, PoE input: PoE IN - compliant with IEEE802.3af/at PoE output: PoE OUT - compliant with IEEE802.3af Output current PoE OUT: 0,3A/port)
| EXT-POE2H |  | Extender EXT-POE2 in hermetic enclosure (158x118x77, Allows connecting two IP-PoE cameras using a single cable, PoE input: PoE IN - compliant with IEEE802.3af/at PoE output: PoE OUT1 / PoE OUT2 - compliant with IEEE802.3af Output current PoE OUT: 0,3A/port (Ʃ0,4A max.)
| EXT-POE3H |  | Extender EXT-POE3 in hermetic enclosure (158x118x77, Allows connecting three IP-PoE cameras using a single cable. PoE input: PoE IN - compliant with IEEE802.3af/at PoE output: PoE OUT1 / PoE OUT2 - compliant with the IEEE802.3af/at PoE OUT3 - not compliant with the IEEE802.3af Output current PoE OUT: 0,4A/port – OUT1/2; 0,3A/port – OUT3 (Ʃ0,4A max.)
| EXT-POE4H |  | Extender EXT-POE4 in hermetic enclosure (158x118x77, Allows connecting two IP-PoE cameras using a single cable, Additional power input: 44÷57VDC (screw connection) PoE input: PoE IN - compliant with IEEE802.3af/at PoE output: PoE OUT1 / PoE OUT2 - not compliant with the IEEE802.3af Output current PoE OUT: 0,3A/port (Ʃ0,4A max.)
Accessories for extenders in hermetic enclosure
Warranty: 1 year from the production date
| code |  | name / description
| OZB1 |  | Pole mount bracket OZB1 (152x112)
| OZB2 |  | Pole mount bracket OZB2 (194x144)
in metal enclosures 24VAC
Power supplies for cameras 24VAC - PSAC series
(metal casing, dimensions: WxHxD, Uin=230VAC/50Hz, Uout=24,0/27,0 VAC, voltage adjustment, number of outputs, output current, SCP – short-circuit protection, failure output AW
Warranty: 5 year from the production date
| code |  | name / description
| PSAC04244 |  | PSAC 24VAC/4A/4x1A (215x187x64, 4x adjustment, ,4x1A, 4A (Σ 4A max.), SCP - standard fuses or PTC fuses, LED x4: AC, LED x1: AW)
| PSAC08246 |  | PSAC 24VAC/6A/8x0,75A (215x246x64, 8x adjustment, 8x0,75A, (Σ 6A max. for 24VAC, Σ 5,5A max. for 27VAC), SCP - standard fuses or PTC fuses, LED x8: AC, LED x1: AW)
in hermetic enclosures 24VAC, IP65, with a fuse module
Power supplies for cameras 24VAC in ABS enclosure - hermetic IP65 - PSACH series
(plastic ABS IP65 casing,dimensions: WxHxD, Uin=230VAC/50Hz, Uout=24,0/27,0 VAC, voltage adjustment, number of outputs, output current, SCP – short-circuit protection, failure output AW)
Warranty: 2 year from the production date
| code |  | name / description
| PSACH01244 |  | PSACH 24VAC/4A/1x4A/HERMETIC (160x160x90, Uout=24VAC/27VAC, 1x4A@24V or 1x3,7A@27V, SCP – standard fuses, The number of cable glands / The diameter of the cable: 2 pcs / 4÷8mm)
| PSACH01246 |  | PSACH 24VAC/6A/1x6A/HERMETIC (160x160x90, Uout=24VAC/27VAC, 1x6A@24V or 1x5,5A@27V, SCP – standard fuses)
| PSACH04244 |  | PSACH 24VAC/4A/4x1A/HERMETIC (160x160x90, Uout=24VAC/27VAC, 4x adjustment, 4x1A, 4A (Σ 4A max.), SCP -standard fuses or PTC fuses, LED x4: AC, LED x1: AW)
modular power supply units for CCTV
MODULAR POWER SUPPLY UNITS for CCTV 12VDC
(dimensions: WxHxD, Uin-230Vac/50Hz, output voltage 12Vdc, output current, thermostat for heater 230Vac)
Warranty: 5 year from the production date
| code |  | name / description
| AWZ522 |  | AWZ 12V/0.5A/M (70x83x42, 12,0VDC, 500mA, thermostat=230VAC/0,4A)
Warranty: 2 year from the production date
| BGL618 |  | Bracket GL618 for AWZ522
MODULAR POWER SUPPLY UNITS for CCTV 12/24VDC
(dimensions: WxHxD, Uin-16-30VAC/50Hz or 22-42VDC, output voltage 12VDC or 24VDC, output current)
Warranty: 5 year from the production date
| code |  | name / description
| MSC1512 |  | MSC 12V/1,5A-24V/1A/M (70x70x30, 12,0VDC or 24,0VDC, 1,5A @ 12VDC, 1A @ 24VDC, plastic ABS casing)
PoE modules to cameras IP
(dimensions: WxHxD [mm], Uin, outputs)
Warranty: 2 year from the production date
| code |  | name / description
| AWZ602 |  | PoE4/4x1A/1,5 power distribution module for IP cameras (PoE) (105x43x24, Uin=20÷56 VDC (+/-2%), UPoE=Uin (equal to supply voltage), 4x1,0A Number of power inputs: 2 - DC 5.5/2.1 socket or screw terminal – max. cable length 1.5mm2 Number of PoE outputs: 4 – RJ45. The module supports both 10Mbps and 100Mbps networks)
| AWZ613 |  | PoE4/4x1A/1,5 (75x73x33, Uin=20÷56 VDC (+/-2%), UPoE=Uin (equal to supply voltage), 4x1,0A Number of power inputs: 2 - DC 5.5/2.1 socket or screw terminal – max. cable length 1.5mm2 Number of PoE outputs: 4 – RJ45. The module supports both 10Mbps and 100Mbps networks)
| AWZ603 |  | PoE4/0.5-1A/2,5/AW/R power distribution module for IP cameras (PoE) (150x53x24, Uin=20÷56 VDC (+/-2%), UPoE=Uin (equal to supply voltage), 4x1,0A Number of power inputs: 2 - DC 5.5/2.1 socket or screw terminal – max. cable length 2.5mm2 Number of PoE outputs: 4 – RJ45 Technical outputs relay and OC type: FPS - fuse failure or power failure DC The module supports both 10Mbps and 100Mbps networks
Accessories for CCTV
For UTP wiring Cat.5e
Warranty: 1 year from the production date
| code |  | name / description
| P-ZRJ1 |  | P-ZRJ1 LAN surge protection with RJ45 connectors Intended use: Surge protection of electronic devices connected to Ethernet network Connector type input / output: RJ45 socket / RJ45 socket, Dimensions: W=25 H=25 D=83 mm
| P-TR1 |  | P-TR1 set of passive video transmitters with BNC plug on the cable Intended use: Set is used for video transmission using twisted-pair cable (impedance matching) Video transmission range: 400m - CVBS (color) / UTP5e or higher, 600m - CVBS (B/W) / UTP5e or higher Impedance of the coaxial connector / connector type: 75Ω / BNC plug Impedance of the unbalanced connector / connector type: 100Ω / screw terminals Dimensions: W=15 H=15 D=47 mm (with cable - 155mm length)
| P-TR1HD |  | P-TR1HD Set of passive video HD transmitters with BNC plug on the cable Intended use: Set is used for video transmission using twisted-pair cable (impedance matching) Video transmission range: 120m - HD-TVI, HD-CVI, AHD / UTP5e or higher, 400m - CVBS (color) / UTP5e or higher Impedance of the coaxial connector / connector type: 75Ω / BNC plug Impedance of the unbalanced connector / connector type: 100Ω / screw terminals Dimensions: W=15 H=15 D=47 mm (with cable - 155mm length)
| P-TR1HD3 |  | P-TR1HD3 Set of passive video HD transmitters with BNC plug on the cable (self clinching terminal) Intended use: Set is used for video transmission using twisted-pair cable (impedance matching) Video transmission range:200m - HD-TVI, HD-CVI, AHD / UTP5e or higher 400m - CVBS (color) / UTP5e or higher Impedance of the coaxial connector / connector type: 75Ω / BNC plug Impedance of the unbalanced connector / connector type: 100Ω / self clinching terminal Dimensions: W=15 H=15 D=47 mm (with cable - 155mm length)
| P-TRPV1 |  | P-TRPV1 Set of passive video HD transmitters and power supply Intended use: P-TRPV1 is a set of passive devices used for HD video and power transmission using a twisted pair cable Video transmission range (UTP5e or higher): 250m - HD-CVI(1080p), HD-TVI (720p/1080p), AHD (1080p) / 350m – AHD (720p/960p) / 450m – HD-CVI (720p) Impedance of the coaxial connector / connector type: 75Ω / BNC plug (on the cable 100mm) Impedance of the unbalanced connector / connector type: 100Ω / RJ45 socket Power supply / connector type: socket/plug JACK 2,1/5,5, Operation voltage: 12÷15VDC, Current (max.): 1A/12VDC, Dimensions: W=22 H=10 D=40 mm (with cable - 180mm length)
| P-TRPV120 |  | P-TRPV120 passive HD video and power transmitter (BNC plug 2.1/5.5) Intended use: P-TRPV120 is a 1-channel passive HD video and power transmitter using twisted pair cable Video transmission range (UTP5e or higher): 250m - HD-CVI(1080p), HD-TVI (720p/1080p), AHD (1080p) / 350m – AHD (720p/960p) / 450m – HD-CVI (720p) Impedance of the coaxial connector / connector type: 75Ω / BNC plug (on the cable 100mm) Impedance of the unbalanced connector / connector type: 100Ω / RJ45 socket Power supply / connector type: plug JACK 2,1/5,5, Operation voltage: 12÷15VDC, Current (max.): 1A/12VDC, Dimensions: W=22 H=10 D=40 mm (with cable - 180mm length)
| P-TRPV4 |  | P-TRPV4 passive HD video and power transmitter (4 channels) Intended use: P-TRPV4 is a 4-channel passive HD video and power transmitter using twisted pair cable Video transmission range (UTP5e or higher): 250m - HD-CVI(1080p), HD-TVI (720p/1080p), AHD (1080p) / 350m - AHD (720p/960p) / 450m - HD-CVI (720p) Impedance of the coaxial connector / connector type: 75Ω / BNC plug (on the cable 100mm) Impedance of the unbalanced connector / connector type: 100Ω / RJ45 socket Power supply / connector type: socket JACK 2,5/5,5 (in set: DC power coupling connector DC plug 2.5/5.5mm / socket 2.1/5.5mm), Operation voltage: 12÷15VDC, Current (max.): 1A/channel, ƩI=4A (for 12VDC), Dimensions: W=104 H=26 D=47 mm (with cable - 180mm length)
| HDMI-VGA |  | HDMI-VGA signal converter Intended use: HDMI-VGA signal converter allows connecting devices (DVRs/NVRs) equipped with HDMI sockets to monitors using only a VGA (D-Sub) input Video input: 1 x HDMI (HDMI 1.3, HDCP 1.4) Video output / supported resolutions: 1 x VGA / 640x480 ÷ 1920x1080 (details can be found in the data sheet); Audio output: 1 x 3,5mm JACK, Power input: 1 x USB (mini), Dimensions: W=66 H=55 D=20mm
| P-TR2 |  | P-TR2 set of passive video transmitters with BNC plug Intended use: Set is used for video transmission using twisted-pair cable (impedance matching) Impedance of the coaxial connector / connector type: 75Ω / BNC plug Impedance of the unbalanced connector / connector type: 100Ω / screw terminals Dimensions: W=15 H=15 D=47 mm
| P-TR3HD |  | P-TR3HD Set of passive video HD transmitters with angled BNC plug Intended use: Set is used for video transmission using twisted-pair cable (impedance matching) Video transmission range: 120m - HD-TVI, HD-CVI, AHD / UTP5e or higher 400m - CVBS (color) / UTP5e or higher Impedance of the coaxial connector / connector type: 75Ω / BNC plug Impedance of the unbalanced connector / connector type: 100Ω / screw terminals Dimensions: W=15 H=15 D=47 mm (with cable - 155mm length)
| P-POE1 |  | P-PoE1 set of adapters with RJ45 or 2.1 / 5.5 connectors Intended use: set is used to transmit the TCP IP signal and power supply using one twisted pair cable TCP IP Input / Output connector: RJ45 plug Power Supply Input / Output Connector: 2.1/5.5 JACK socket / 2.1/5.5 JACK plug Dimensions: W=190 H=21 D=21 mm
| SP-POE12 |  | Splitter PoE SP-POE12 (86x30x25, Power supply: 44÷57VDC, Power supply output: 12VDC / 1,25A, Input connector: RJ45 socket, Output connector: Power supply 12VDC - JACK 5,5/2,1 plug, Data – RJ45 plug Input power supply pairs: 1/2(+) 3/6(-) or / and 4/5(+) 7/8(-)
For 75Ω coaxial cable wiring
Warranty: 1 year from the production date
| code |  | name / description
| P-ZV1 |  | P-ZV1 video circuit surge protection (BNC socket – BNC socket) Intended use: surge protection of video devices (cameras, video recorders, monitors) Input impedance / connector type: 75Ω / BNC socket; Output impedance / connector type: 75Ω / BNC socket Dimensions: W=25 H=25 D=83 mm
| P-ZV2 |  | P-ZV2 video circuit surge protection (BNC socket – BNC plug) Intended use: Surge protection of video devices (cameras, video recorders, monitors) Input impedance / connector type: 75Ω / plug BNC; Output impedance / connector type: 75Ω / socket BNC Dimensions: W=25 H=25 D=83 mm
| P-SEP1 |  | P-SEP1 galvanic separator with BNC connectors on the cables Intended use: Galvanic separator eliminates interference in the video signal and protects video equipment (cameras, video recorders, monitors) against surges Input impedance / connector type: 75Ω / plug BNC; Output impedance / connector type: 75Ω / socket BNC Dimensions: W=22 H=28 D=84 mm
For 12VDC power supply wiring
Warranty: 1 year from the production date
| code |  | name / description
| P-Z12V1 |  | P-Z12V1 surge protection for the DC12V power supply circuit (screw terminals) Intended use: Surge protection of power supply devices in the 12VDC network Connector type input / output: separable terminal strip (screw connections) Dimensions: W=25 H=25 D=70 mm
ENCLOSED POWER SUPPLY UNITS
switch mode 12V
ENCLOSED POWER SUPPLY UNITS PS series - 12VDC
(dimensions: WxHxD, Uin, Uout=12-15VDC, I-output current, SCP - short-circuit protection, OLP - overload protection (110%-150% ), OVP - over voltage protection)
Warranty: 2 year from the production date
| code |  | name / description
| PS-151210 |  | PS 12V/1A (85x60x37, Uin=85÷264VAC, I=1A, SCP, OLP, OVP)
| PS-251220 |  | PS 12V/2A (110x78x36, Uin=176÷264VAC, I=2A, SCP, OLP, OVP)
| PS-401230 |  | PS 12V/3A (129x98x40, Uin=85÷264VAC, I=3A, SCP, OLP, OVP)
| PS-601250 |  | PS 12V/5A (160x98x39, Uin=85÷264VAC, I=5A, SCP, OLP, OVP)
| PS-1001270 |  | PS 12V/7A (199x98x39, Uin=170÷264VAC, I=7A, SCP, OLP, OVP)
| PS-15012100 |  | PS 12V/10A (191x110x50, Uin=176÷264VAC, I=10A, SCP, OLP, OVP)
| PS-20012140 |  | PS 12V/14A (226x115x50, Uin=176÷264VAC, I=14A, SCP, OLP, OVP)
switch mode 48V
ENCLOSED POWER SUPPLY UNITS PS series - 48VDC
(dimensions: WxHxD, Uin, Uout=48-53VDC, I-output current, SCP - short-circuit protection, OLP - overload protection (105%-150% ), OVP - over voltage protection)
Warranty: 2 year from the production date
| code |  | name / description
| PS-604812 |  | PS 48V/1.2A (159x97x38, Uin=85÷264VAC, I=1,2A, SCP, OLP, OVP)
| PS-1504830 |  | PS 48V/3A (199x110x50, Uin=176÷264VAC, I=3A, SCP, OLP, OVP)
buffer switch mode 13.8V
ENCLOSED BUFFER POWER SUPPLY UNITS PSB series - 13.8VDC
(dimensions: WxHxD, Uin, Uout, ΣI-output current, SCP - short-circuit protection, OLP - overload protection (110%-150% ), OVP - over voltage protection, UVP - deep discharge battery protection)
Warranty: 2 year from the production date
| code |  | name / description
| PSB-251215 |  | PSB 13,8V/1,5A (110x78x36, Uin=176÷264VAC, Uout=13,8VDC, ΣI=1,5A, SCP, OLP, OVP, UVP)
| PSB-351225 |  | PSB 13,8V/2,5A (128x98x41, Uin=176÷264VAC, Uout=13,8VDC, ΣI=2,5A, SCP, OLP, OVP, UVP)
| PSB-501235 |  | PSB 13,8V/3,5A (160x98x42, Uin=176÷264VAC, Uout=13,8VDC, ΣI=3,5A, SCP, OLP, OVP, UVP)
| PSB-751250 |  | PSB 13,8V/5A (159x97x42, Uin=176÷264VAC, Uout=13,8VDC, ΣI=5A, SCP, OLP, OVP, UVP)
| PSB-1001270 |  | PSB 13,8V/7A (199x97x42, Uin=176÷264VAC, Uout=13,8VDC, ΣI=7A, SCP, OLP, OVP, UVP)
| PSB-15512110 |  | PSB 13,8V/11A (199x110x50, Uin=176÷264VAC, Uout=13,8VDC, ΣI=11A, SCP, OLP, OVP, UVP)
| PSB-30012200 |  | PSB 13,8V/20A (275x115x50, Uin=176÷264VAC, Uout=13,8VDC, ΣI=20A, SCP, OLP, OVP, UVP)
ACCESSORIES
Warranty: 2 year from the production date
| code |  | name / description
| MPSB12 |  | Operating automation module PSB 13,8V (127x56x58, Uin=13,8VDC, technical outputs: (relay type and transistor type), EPS - AC failure, PSU - power supply failure, LoB - low battery voltage)
buffer switch mode 27.6V
ENCLOSED BUFFER POWER SUPPLY UNITS PSB series - 27.6VDC
(dimensions: WxHxD, Uin, Uout, ΣI-output current, SCP - short-circuit protection, OLP - overload protection (110%-150% ), OVP - over voltage protection, UVP - deep discharge battery protection)
Warranty: 2 year from the production date
| code |  | name / description
| PSB-352413 |  | PSB 27,6V/1,3A (128x98x41, Uin=176÷264VAC, Uout=27,6VDC, ΣI=1,3A, SCP, OLP, OVP, UVP)
| PSB-502418 |  | PSB 27,6V/1,8A (159x97x42, Uin=176÷264VAC, Uout=27,6VDC, ΣI=1,8A, SCP, OLP, OVP, UVP)
| PSB-752425 |  | PSB 27,6V/2,5A (159x97x42, Uin=176÷264VAC, Uout=27,6VDC, ΣI=2,5A, SCP, OLP, OVP, UVP)
| PSB-1002435 |  | PSB 27,6V/3,5A (199x97x42, Uin=176÷264VAC, Uout=27,6VDC, ΣI=3,5A, SCP, OLP, OVP, UVP)
| PSB-1552455 |  | PSB 27,6V/5,5A (199x110x50, Uin=176÷264VAC, Uout=27,6VDC, ΣI=5,5A, SCP, OLP, OVP, UVP)
| PSB-30024100 |  | PSB 27,6V/10A (275x115x50, Uin=176÷264VAC, Uout=27,6VDC, ΣI=10A, SCP, OLP, OVP, UVP)
ACCESSORIES
Warranty: 2 year from the production date
| code |  | name / description
| MPSB24 |  | Operating automation module PSB 27,6V (127x56x58, Uin=27,6VDC, technical outputs: (relay type and transistor type), EPS - AC failure, PSU - power supply failure, LoB - low battery voltage)
buffer switch mode 54V
ENCLOSED BUFFER POWER SUPPLY UNITS PSB series - 54VDC
(dimensions: WxHxD, Uin, Uout, ΣI-output current, SCP - short-circuit protection, OLP - overload protection (110%-150% ), OVP - over voltage protection, UVP - deep discharge battery protection)
Warranty: 2 year from the production date
| code |  | name / description
| PSB-754813 |  | PSB 54V/1,3A (159x97x42, Uin=176÷264VAC, Uout=54VDC, ΣI=1,3A, SCP, OLP, OVP, UVP)
| PSB-1554828 |  | PSB 54V/2,8A (199x97x50, Uin=176÷264VAC, Uout=54VDC, ΣI=2,8A, SCP, OLP, OVP, UVP)
| PSB-3004850 |  | PSB 54V/5A (275x115x50, Uin=176÷264VAC, Uout=54VDC, ΣI=5A, SCP, OLP, OVP, UVP)
ACCESSORIES
Warranty: 2 year from the production date
| code |  | name / description
| MPSB48 |  | Automation module PSB 54V (127x56x58, Uin=54VDC, technical outputs: (relay type and transistor type), FAC - AC failure, FPS - PSU failure, FLB - low battery voltage)
buffer switch mode 13.8V with technical outputs
ENCLOSED BUFFER POWER SUPPLY UNITS PSBOC series - 13.8VDC
(dimensions: WxHxD [mm], Uin, Uout, ΣI – output current, SCP - short-circuit protection, OLP - overload protection (110%-150% ), OVP - over voltage protection, UVP - deep discharge battery protection, technical outputs: (relay type and transistor type) EPS - AC failure, PSU - power supply failure, LoB - low battery voltage)
Warranty: 2 year from the production date
| code |  | name / description
| PSBOC351225 |  | PSBOC 13,8V/2,5A/OC (128x98x63,Uin=176÷264VAC,Uout=13,8VDC, ΣI=2,5A, SCP, OLP, OVP, UVP, EPS, PSU, LoB)
| PSBOC501235 |  | PSBOC 13,8/3,5A/OC (160x98x65,Uin=176÷264VAC,Uout=13,8VDC, ΣI=3,5A, SCP, OLP, OVP, UVP, EPS, PSU, LoB)
| PSBOC751250 |  | PSBOC 13,8V/5A/OC (159x97x65,Uin=176÷264VAC,Uout=13,8VDC, ΣI=5A, SCP, OLP, OVP, UVP, EPS, PSU, LoB)
| PSBOC1001270 |  | PSBOC 13,8/7A/OC (199x97x65,Uin=176÷264VAC,Uout=13,8VDC, ΣI=7A, SCP, OLP, OVP, UVP, EPS, PSU, LoB)
| PSBOC15512110 |  | PSBOC 13,8/11A/OC (199x110x65,Uin=176÷264VAC,Uout=13,8VDC,ΣI=11A, SCP, OLP, OVP, UVP, EPS, PSU, LoB)
| PSBOC30012200 |  | PSBOC 13,8/20A/OC (275x115x73,Uin=176÷264VAC,Uout=13,8VDC,ΣI=20A, SCP, OLP, OVP, UVP, EPS, PSU, LoB)
buffer switch mode 27.6V with technical outputs
ENCLOSED BUFFER POWER SUPPLY UNITS PSBOC series - 27.6VDC
(dimensions: WxHxD [mm], Uin, Uout, ΣI – output current, SCP - short-circuit protection, OLP - overload protection (110%-150% ), OVP - over voltage protection, UVP - deep discharge battery protection, technical outputs: (relay type and transistor type) EPS - AC failure, PSU - power supply failure, LoB - low battery voltage)
Warranty: 2 year from the production date
| code |  | name / description
| PSBOC1002435 |  | PSBOC 27,6V/3,5A/OC (199x97x65,Uin=176÷264VAC,Uout=27,6VDC, ΣI=3,5A, SCP, OLP, OVP, UVP, EPS, PSU, LoB)
| PSBOC1552455 |  | PSBOC 27,6V/5,5A/OC (199x110x65,Uin=176÷264VAC,Uout=27,6VDC, ΣI=5,5A, SCP, OLP, OVP, UVP, EPS, PSU, LoB)
| PSBOC30024100 |  | PSBOC 27,6V/10A/OC (275x115x73,Uin=176÷264VAC,Uout=27,6VDC,ΣI=10A, SCP, OLP, OVP, UVP, EPS, PSU, LoB)
buffer switch mode 54V with technical outputs
ENCLOSED BUFFER POWER SUPPLY UNITS PSBOC series - 54VDC
(dimensions: WxHxD [mm], Uin, Uout, ΣI – output current, SCP - short-circuit protection, OLP - overload protection (110%-150% ), OVP - over voltage protection, UVP - deep discharge battery protection, technical outputs: (relay type and transistor type) EPS - AC failure, PSU - power supply failure, LoB - low battery voltage)
Warranty: 2 year from the production date
| code |  | name / description
| PSBOC754813 |  | PSBOC 54V/1,3A/OC (159x97x42+23, Uin=176÷264VAC, Uout=54VDC, ΣI=1,3A, SCP, OLP, OVP, UVP, EPS, PSU, LoB)
| PSBOC1554828 |  | PSBOC 54V/2,8A/OC (199x110x50+23, Uin=176÷264VAC, Uout=54VDC, ΣI=2,8A, SCP, OLP, OVP, UVP, EPS, PSU, LoB)
| PSBOC3004850 |  | PSBOC 54V/5A/OC (275x115x50+23, Uin=176÷264VAC, Uout=54VDC, ΣI=5A, SCP, OLP, OVP, UVP, EPS, PSU, LoB)
DIN HOLDERS FOR ENCLOSED POWER SUPPLY UNITS
Warranty: 2 year from the production date
| code |  | name / description
| PSDIN1 |  | Holder DIN/PS/PSB1– small (for mounting power supplies: PS-151210, PS-251220, PS-401230, PS-601250, PS-402415, PS-602425, PSB-251215, PSB-351225, PSB-501235, PSB-751250, PSB-352413, PSB-502418, PSB-754813, PSBOC251215, PSBOC351225, PSBOC501235, PSBOC502418, PSBOC751250, PSBOC754813, RS-15xxx, RS-25xxx, RS-35xxx, RS-50xxx, RS-75xxx, LRS-35xxx, LRS-50xxx LRS-75xxx on a DIN-rail)
| PSDIN2 |  | Holder DIN/PS/PSB2 – big (for mounting power supplies: PS-1001270, PS-15012100, PS-20012140,PS-1502450, PS-2002470 PSB-1001270, PSB-15512110, PSB-30012200, PSB-752425, PSB-1002435, PSB-1552455, PSB-30024100, PSB-1554828, PSB-3004850, PSBOC1001270, PSBOC15512110, PSBOC30012200, PSBOC752425, PSBOC1002435, PSBOC1552455, PSBOC30024100, PSBOC1554828, PSBOC3004850, RS-75xxx, RS-100xxx, RS-150xxx, LRS-75xxx, LRS-100xxx, LRS-150xxx on a DIN-rail)
switch mode 13.8V (with a transformer) - with technical outputs, OPEN FRAME
PSBSOF series - 13.8VDC
(dimensions: WxHxD [mm], Uin=230VAC/50Hz, Uout=13,8VDC, ΣI-output current + battery charging, technical outputs: (R= relay type, OC = transistor type) EPS - AC failure, PSU – power supply failure, LoB - low battery voltage)
Warranty: 5 year from the production date
| code |  | name / description
| PSBSOF1012 |  | PSBSOF 13.8V/1A/OF (218x148x60, 1,2A/13,8VDC, EPS:OC, PSU:OC, LoB:OC)
switch mode 13.8V (with a transformer) - with technical outputs, OPEN FRAME
PSBSOF series - 27.6VDC
(dimensions: WxHxD [mm], Uin=230VAC/50Hz, Uout=27,6VDC, ΣI-output current + battery charging, technical outputs: (R= relay type, OC = transistor type) EPS - AC failure, PSU – power supply failure, LoB - low battery voltage)
Warranty: 5 year from the production date
| code |  | name / description
| PSBSOF2024 |  | PSBSOF 27.6V/2A/OF (230x170x60, 2,2A/27,6VDC, EPS:OC, PSU:OC, LoB:OC)
ACCESSORIES
| code |  | name / description
| MPSBS |  | Relay module of the PSBS technical outputs (66,5x39,5x18, intended to PSBS, series.... 13,8 / 27,6VDC (Blue Power)) Warranty: 5 year from the production date
| PKAZ107 |  | Mounting kit for DIN rail Warranty: 2 year from the production date
| PKAZ108 |  | Set for optical indication PSBSOF Warranty: 2 year from the production date
DC VOLTAGE REDUCERS
DC VOLTAGE REDUCERS
(dimensions: WxHxD [mm], Uin, Uout, max. current, for mounting in buffer power supplies)
Warranty: 2 year from the production date
| code |  | name / description
| RN250 |  | RN 12V/2,5A (63x50x42, Uin=9÷14VDC, Uout= <12VDC, max current 2,5A)
| RN500 |  | RN 12V/5A (63x67x42, Uin=9÷14VDC, Uout= <12VDC, max current 5,0A)
| RN25024 |  | RN 24V/2,5A (63x67x42, Uin=18V÷28VDC, Uout= <24VDC, max current 2,5A)
DC/DC POWER CONVERTERS
Step down DC/DC converters with adjustable output voltage
(dimensions: WxLxH [mm], Uin, Uout, max current., ΔUmin, AW- failure)
Warranty: 2 year from the production date
| code |  | name / description
| DC/DC10SD |  | DC/DC 1A (80x43x27, Uin=8÷28VDC, Uout =4,5÷19VDC, max current: 1A/12V, ΔUmin= 3,0V /in-out/, AW: OC)
| DC/DC20SD |  | DC/DC 2A (100x43x27, Uin=8÷28VDC, Uout =4,5÷19VDC, max current: 2A/12V, ΔUmin= 3,0V /in-out/, AW: OC)
| DC/DC30SD |  | DC/DC 3A (130x43x45, Uin=8÷28VDC, Uout =4,5÷19VDC, max current: 3A/12V, ΔUmin= 2,0V /in-out/, AW: OC)
| DC/DC50SD |  | DC/DC 5A (140x43x45, Uin=8÷28VDC, Uout =4,5÷19VDC, max current: 5A/12V, ΔUmin= 2,0V /in-out/, AW: OC)
Step down DC/DC converters with galvanic isolation: input - output
(dimensions: WxLxH [mm], Uin, Uout)
Warranty: 2 year from the production date
| code |  | name / description
| DC/DC50SD-SEP |  | DC/DC 5A (150x54x60, Uin=20V÷28VDC, Uout=12VDC / Galvanic isolation: input - output, max current: 5A/12V)
Step down DC/DC converters with adjustable output voltage
(dimensions: WxLxH [mm], Uin, Uout, max current., AW- failure)
Warranty: 2 year from the production date
| code |  | name / description
| DC/DC30HV |  | DC/DC 3A (130x43x45, Uin=28÷60VDC, Uout =12÷24VDC, max current: 3A/12V, AW: OC)
| DC/DC50HV |  | DC/DC 5A (140x43x45, Uin=28÷60VDC, Uout =12÷24VDC, max current: 5A/12V, AW: OC)
Step up / step down DC/DC converters with adjustable output
(dimensions: WxLxH [mm], Uin, Uout, max current., AW- failure)
Warranty: 2 year from the production date
| code |  | name / description
| DC/DC10SE |  | DC/DC 1A (100x43x27, Uin=9,5÷16VDC, Uout =5÷15VDC, max current: 1A/12V, AW: OC)
| DC/DC20SE |  | DC/DC 2A (110x43x27, Uin=9,5÷16VDC, Uout =5÷15VDC, max current: 2A/12V, AW: OC)
| DC/DC30SE |  | DC/DC 3A (140x43x27, Uin=9,5÷16VDC, Uout =5÷15VDC, max current: 3A/12V, AW: OC)
Step up / step down DC/DC converter
(dimensions: WxLxH [mm], Uin, Uout, max current., AW- failure)
Warranty: 2 year from the production date
| code |  | name / description
| DC/DC50SE |  | DC/DC 5A (150x50x60, Uin=9,5÷16VDC, Uout =12VDC, max current: 5A/12V, AW: OC)
Step up / step down DC/DC converter with galvanic isolation: input - output
(dimensions: WxLxH [mm], Uin, Uout, max current.)
Warranty: 2 year from the production date
| code |  | name / description
| DC/DC50SE-SEP |  | DC/DC 5A (150x50x60, Uin=9,5÷16VDC, Uout =12VDC Galvanic isolation: input - output, max current: 5A/12V)
Step up DC/DC converter with adjustable output voltage
(dimensions: WxLxH [mm], Uin, Uout, max current., AW- failure)
Warranty: 2 year from the production date
| code |  | name / description
| DC/DC25SU |  | DC/DC 2,5A (140x43x45, Uin=9,5÷16VDC, Uout =18÷28VDC, max current: 2,5A/24V, AW: OC)
Step up DC/DC converters
(dimensions: WxLxH [mm], Uin, Uout, max current., AW- failure)
Warranty: 2 year from the production date
| code |  | name / description
| DC/DC48125 |  | DC/DC 48V/1,25A (130x43x45, Uin=9,5÷28VDC, Uout =48VDC, max current: 1,25A/24V, AW: OC)
| DC/DC48250 |  | DC/DC 48V/2,5A (140x43x45, Uin=18÷28VDC, Uout =48VDC, max current: 2,5A/24V, AW: OC)
DC/DC CONVERTERS - in plastic enclosure
(dimensions: WxLxH [mm], Uin=12V÷30VDC, Uout=12,0VDC, IMAX-maximum output current for tAMB<30°C, I-maximum output current for tAMB=40°C)
Warranty: 2 year from the production date
| code |  | name / description
| DC/DC05 |  | DC/DC 0,5A step down converter (50x20x18, Uout = 12VDC, IMAX =0,5A, I=0,35A)
| DC/DC05-J |  | DC/DC 0,5A step down converter (socket DC 2,1/5,5) (50x20x18, Uout = 12VDC, IMAX =0,5A, I=0,35A)
DC/DC CONVERTERS - hermetic IP67
(dimensions: WxLxH [mm], Uin=18,0V÷40,0VDC, Uout=12,0VDC, IMAX-maximum output current for tAMB<30°C, I-maximum output current for tAMB=40°C)
Warranty: 2 year from the production date
| code |  | name / description
| DCDC10H |  | 12V/1A/55MM converter DC/DC (50x48x25, Uout = 12VDC, IMAX =1A, I=0,7A)
| DCDC15H |  | 12V/1,5A/62MM converter DC/DC (58x58x28, Uout = 12VDC, IMAX =1,5A, I=1,05A)
MODULAR BUFFER POWER SUPPLY UNITS
Linear buffer power supply modules 13.8V
ML series - 13.8VDC
(dimensions: WxHxD [mm], Uin, Uout=12,0-13,8VDC, ΣI-output current, dedicated battery 12V SLA, battery protection – UVP, technical outputs: BS – AC failure, R= relay type )
Warranty: 5 year from the production date
| code |  | name / description
| ML1012 |  | ML-13,8V/1A (72x90x55, Uin=16÷17VAC, 1,0A, required transformer: AWT150, AWT070)
| MLR1012 |  | MLR-13,8V/1A (72x90x55, Uin=16÷17VAC, 1,0A, BS: R, required transformer: AWT150, AWT070)
| MLRK1012 |  | MLRK-13,8V/1A (72x90x55, Uin=16÷17VAC, 1,0A, UVP, BS:R, required transformer: AWT150, AWT070)
Switch mode buffer power supply modules 13.8V
MS series - 13.8VDC
(dimensions: WxHxD [mm], Uin, Uout=13,8VDC, ΣI-output current)
Warranty: 5 year from the production date
| code |  | name / description
| MS1012 |  | MS 13,8V/1A (74,5x53x25, Uin=18V÷22VAC, 1,2A, required transformer: AWT150)
| MS2012 |  | MS 13,8V/2A (74,5x55x40, Uin=20V÷22VAC, 2,2A, required transformers: AWT5161820, AWT037)
MSR series - 13.8VDC with technical output relay type
(dimensions: WxHxD [mm], Uin, Uout=13,8VDC, ΣI-output current, technical output (R= relay type, FAC - AC failure)
Warranty: 5 year from the production date
| code |  | name / description
| MSR1012 |  | MSR 13,8V/1A (85x58x25, Uin=18V÷22VAC, 1,2A, FAC: R, required transformer: AWT150, AWT468)
| MSR2012 |  | MSR-13,8V/2A (85x63x40, Uin=20V÷22VAC, 2,2A, FAC: R, required transformers: AWT037, AWT5161820)
MSRK series - 13.8VDC with technical outputs of OC type and UVP system
(dimensions: WxHxD [mm], Uin, Uout=13,8VDC, ΣI-output current, battery protection – UVP, technical outputs (OC = transistor type, EPS - AC failure, PSU – power supply failure, LoB - low battery voltage)
Warranty: 5 year from the production date
| code |  | name / description
| MSRK1012 |  | MSRK 13,8V/1A/OC (86x58x25, Uin=18V÷22VAC, 1,2A, UVP, EPS:OC, PSU:OC, LoB:OC, required transformer: AWT150, AWT468)
| MSRK2012 |  | MSRK-13,8V/2A/OC (86x58x25, Uin=20V÷22VAC, 2,2A, UVP, EPS:OC, PSU:OC, LoB:OC required transformers: AWT5161820, AWT037, AWT500)
| MSRK3012 |  | MSRK 13,8V/3A/OC (88x93x55, Uin=20V÷22VAC, 3,5A, UVP, EPS:OC, PSU:OC, LoB:OC required transformers: AWT8161820, AWT039, AWT800)
Switch mode buffer power supply modules 27.6V
MSRK series - 27.6VDC with technical outputs of OC type and UVP system
(dimensions: WxHxD [mm], Uin, Uout=27,6VDC, ΣI-output current, battery protection – UVP, technical outputs (OC = transistor type, EPS - AC failure, PSU – power supply failure, LoB - low battery voltage)
Warranty: 5 year from the production date
| code |  | name / description
| MSRK1024 |  | MSRK 27,6V/1A/OC (86x63x35, Uin=30V÷32VAC, 1A, UVP, EPS:OC, PSU:OC, LoB:OC, required transformer: AWT5172430, AWT049)
| MSRK2024 |  | MSRK 27,6V/2A/OC (88x93x43, Uin=33VAC, 2,2A, UVP, EPS:OC, PSU:OC, LoB:OC required transformers: AWT042)
| MSRK3024 |  | MSRK 27,6V/3A/OC (105x143x44, Uin=33VAC, 3,5A, UVP, EPS:OC, PSU:OC, LoB:OC required transformers: AWT034)
Switch mode buffer power supply module 13.8V, for a DIN rail
MSRD series - 13.8VDC
(dimensions: WxHxD [mm], Uin=18÷22VAC/50Hz, Uout=11,0V÷13,8VDC, ΣI-output current, SCP - short-circuit protection, OLP - overload protection, UVP - deep discharge battery protection, technical outputs (R= relay type, OC = transistor type, FAC - AC failure, FPS – failure)
Warranty: 5 year from the production date
| code |  | name / description
| MSRD2012 |  | MSRD 13,8V/2A (70x89x69, ΣI=2A, SCP, OLP, UVP, FAC:R and OC, FPS:OC, required transformers: AWT150, AWT468)
RELAY AND TIME MODULES
relay modules
RELAY MODULES
(dimensions: WxHxD, input voltage, number and type of relays, fuse type)
Warranty: 2 year from the production date
| code |  | name / description
| AWZ510 |  | PU1 (50x43x20, 10÷16 VDC/VAC, 1xREL-C/NO/NC, 1A @30VDC/50VAC, F 1,5A)
| AWZ514 |  | PU1/HV (70x43x23, 10÷16 VDC/VAC, 1xREL-C/NO/NC, 6A @30VDC/250VAC, F 6,3A)
| AWZ517 |  | PU1/HV/24V (70x43x23, 20÷32 VDC/VAC, 1xREL-C/NO/NC, 6A @30VDC/250VAC, F 6,3A)
| AWZ512 |  | PU2 (80x43x20, 10÷16 VDC/VAC, 2xREL-C/NO/NC, 1A @30VDC/50VAC, F 1,5A)
| AWZ625 |  | PU2/HV (75x70x30, 10÷16 VDC/VAC, 2x REL-C/NO/NC, 6A @30VDC/250VAC, F 6.3A)
| AWZ626 |  | PU4/HV (150X70X30, 10÷16VDC/VAC, 4x REL-C/NO/NC, 6A @30VDC/250VAC, F 6.3A)
| AWZ511 |  | MS (70x43x20, 10÷14 VDC, 1xREL-2x C/NO/NC, 2A @ 30VDC/VAC, F 1,5A)
| AWZ513 |  | PK1 (70x43x20, 10÷14 VDC, 1xREL-2x C/NO/NC, 2A @ 30VDC/VAC, F 2,0A, F 0,5A)
| AWZ508 |  | PK2 (80x43x22, 12V/24VDC, 2xREL-C/NO/NC, 2A @ 30VDC/50VAC)
| AWZ610 |  | MP1 (50x22x43, 10÷14VDC, T-, T+, 1x REL C/NO/NC, 2A@30VDC/50VAC)
| AWZ611 |  | MP4 (120x22x43, 10÷14VDC, T1-, T2-, T3-, T4-, 4x REL C/NO/NC, 2A@30VDC/50VAC)
| AWZ515 |  | PK4 (75x70x20, 10÷14 VDC, 4xREL-C/NO/NC, 2A @ 30VDC/VAC, F 2,0A, F0,5A)
| AWZ529 |  | MP2 (70x43x20, 10÷16 VDC, 2xREL-C/NO/NC, 2A @ 30VDC/VAC)
| AWZ624 |  | MP-2/24V (70x43x20, 20÷28VDC, 2x REL-C/NO/NC, 2A@30VDC/50VAC)
| AWZ528 |  | PU3 (70x43x40, 10÷14VDC, 3x REL-C/NO/NC, 1A@30VDC/50VAC)
| AWZ520 |  | MP5 (140x43x25, 10÷16 VDC, 5xREL-C/NO/NC, 2A @ 30VDC/VAC)
| AWZ612 |  | MP1E (10÷14VDC, 1x REL-C/NO/NC, 1A@30VDC/50VAC)
| AWZ622 |  | P1 (10÷14VDC, 1x REL-C/NO/NC, 1A@30VDC/50VAC)
time modules
TIME RELAY MODULES
(dimensions: WxHxD, input voltage, number and type of relays, description, functions, mounting on sticky tape)
Warranty: 2 year from the production date
| code |  | name / description
| AWZ516 |  | PC1 (119x43x22, 10÷16 VDC, 1x REL-C/NO/NC, 10A@30VDC/250VAC, 18 time and logical functions, the possibility of implementing additional time logic programs on demand inputs: S+, S-, R-)
| AWZ518 |  | PC2 (42x35x20, 10÷15VDC, 2xOC–NO/NC, 50mA/30VDC Application: AC power status control : 0÷30V)
| AWZ525 |  | PC3 (59x43x21, 10÷14VDC, 1x REL-C/NO/NC, 1A@30VDC/50VAC, inputs: S+, S- Application: extension of the trigger pulse for the set time)
| AWZ526 |  | PC4 (69x43x21, 10÷14VDC, 1x REL-C/NO/NC, 1A@30VDC/50VAC, inputs: S+, S-, R- Application: Activation of the relay for the T2 time after the T1 trigger time)
FUSE MODULES
PTC fuses
FUSE MODULES (PTC fuses) FOR CCTV
(dimensions: WxHxD, input voltage, number of outputs, fuse type) Warranty: 2 year from the production date
for cable max. 1mm2
| code |  | name / description
| AWZ585 |  | LB2/1,0A/PTC (60x43x21, 10÷30 VDC, 2x 1,0A PTC -polymer)
| AWZ573 |  | LB4/0,3A/PTC (80x43x21, 10÷30 VDC, 4x 0,3A PTC -polymer)
| AWZ574 |  | LB4/0,5A/PTC (80x43x21, 10÷30 VDC, 4x 0,5A PTC -polymer)
| AWZ575 |  | LB4/1,0A/PTC (80x43x21, 10÷30 VDC, 4x 1,0A PTC -polymer)
| AWZ577 |  | LB8/0,3A/PTC (140x43x21, 10÷30 VDC, 8x 0,3A PTC -polymer)
| AWZ578 |  | LB8/0,5A/PTC (140x43x21, 10÷30 VDC, 8x 0,5A PTC -polymer)
| AWZ579 |  | LB8/1,0A/PTC (140x43x21, 10÷30 VDC, 8x 1,0A PTC -polymer)
standard fuses
FUSE MODULES (Standard fuses)
(dimensions: WxHxD, input voltage, number of outputs, fuse type) Warranty: 2 year from the production date
for cable max. 1mm2
| code |  | name / description
| AWZ586 |  | LB2/1,0A/FTA (60x43x21, 10÷30 VDC, 2x1,0A - standard fuses)
| AWZ576 |  | LB4/0,3-1,0A/FTA (80x43x21, 10÷30 VDC, 4x 0,5A - standard fuses (4x0,3A; 4x0,5A - not included))
| AWZ580 |  | LB8/0,3-0,5A/FTA (124x43x21, 10÷30 VDC, 8x0,5A - standard fuses, (8x0,3A - not included))
for cable max. 2,5mm2
| code |  | name / description
| AWZ597 |  | LB2/2x2A/2,5/FTA (60x43x26, 10÷30 VDC / 10÷24VAC, 2x 2A - standard fuses)
| AWZ589 |  | LB4/4x2A/FTA (80x43x27, 10÷30 VDC, 4x 2A - standard fuses)
| AWZ598 |  | LB8/8x1,5A/2,5/FTA (144x43x26, 10÷30 VDC / 10÷24VAC, 8x 1,5A - standard fuses)
for cable max. 4mm2
| code |  | name / description
| AWZ599 |  | LB2/2x5A/4/FTA (75x53x40, 10÷30 VDC / 10÷24VAC, 2x 5A - standard fuses)
| AWZ600 |  | LB4/4x5A/4/FTA (150x53x40, 10÷30 VDC / 10÷24VAC, 4x 5A - standard fuses)
fuse modules - with technical output
FUSE MODULES (Standard fuses or PTC fuses)
(dimensions: WxHxD, input voltage, number of outputs, fuse type, technical output: FPS: fuse failure or AC/DC failure (R= relay type, OC = transistor type)) Warranty: 2 year from the production date
for cable max. 2,5mm2
| code |  | name / description
| AWZ535 |  | LB4/4x0,5A/2,5/AW (125x43x32, 10V÷30VDC/10V÷24VAC, 4x0,5A – PTC/standard fuses, FPS: OC)
| AWZ536 |  | LB5/5x0,5A/2,5/AW (150x43x29, 10÷30 VDC/10÷24VAC, 5x0,5A – PTC/standard fuses, FPS: OC)
| AWZ588 |  | LB4/4x0,5A/2,5/AW/R (125x43x32, 10÷30 VDC/10÷24VAC, 4x0,5A – PTC/standard fuses, FPS: R and OC)
FUSE MODULES (Standard fuses)
(dimensions: WxHxD, input voltage, number of outputs, fuse type, technical output: FPS: fuse failure or AC/DC failure (R= relay type, OC = transistor type))
Warranty: 2 year from the production date
| code |  | name / description
for cable max2,5 mm2
| AWZ595 |  | LB4/4x2A/2,5/AW/R/FTA (120x43x26, 10V÷30VDC/10V÷24VAC, 4x 2A - standard fuses, FPS: R and OC)
for cable max4 mm2
| AWZ596 |  | LB4/4x5A/4/AW/R/FTA (150x53x40, 10÷30 VDC/10÷24VAC, 4x 5A - standard fuses, FPS: R and OC)
Distribution module and fuse modules in ABS housing
DISTRIBUTION MODULE in ABS housing
(dimensions: WxHxD, input voltage, number of outputs) Warranty: 2 year from the production date
for cable max. 2mm2
| code |  | name / description
| AWZ590 |  | LC8 (126x78+16x42, 10÷30 VDC, 8 (AUX1 ÷AUX8) power outputs)
FUSE MODULES in ABS housing - STANDARD FUSES
(dimensions: WxHxD, input voltage, number of outputs, fuse type) Warranty: 2 year from the production date
for cable max. 2mm2
| code |  | name / description
| AWZ593 |  | LBC5/5x1A/FTA (126x78+16x42, 10÷30 VDC, 5x 1A -standard fuses)
| AWZ591 |  | LBC8/8x1A/FTA (126x78+16x42, 10÷30 VDC, 8x 1A -standard fuses)
FUSE MODULES in ABS housing - POLYMER FUSES
(dimensions: WxHxD, input voltage, number of outputs, fuse type) Warranty: 2 year from the production date
for cable max. 2mm2
| code |  | name / description
| AWZ594 |  | LBC5/5x1A/PTC (126x78+16x42, 10÷30 VDC, 5x 1A -polymer fuses)
| AWZ592 |  | LBC8/8x1A/PTC (126x78+16x42, 10÷30 VDC, 8x 1A -polymer fuses)
Fuse modules
FUSE MODULES (Standard fuses)
(dimensions: WxHxD, input voltage, number of outputs) Warranty: 2 year from the production date
for cable max. 1mm2
| code |  | name / description
| AWZ533 |  | LB4P/4x1,5A/FTA (100x43x23, 10÷30VDC / 10÷24VAC, 4x 1,5A - standard fuses, galvanic separation of each output)
FUSE MODULES (Standard fuses) - with galvanic separation of each channel
(dimensions: WxHxD, input voltage, number of outputs) Warranty: 2 year from the production date
for cable max. 2,5mm2
| code |  | name / description
| AWZ605 |  | LB1P/1x5A/2,5/FTA (50x43x54, 10÷30VDC / 10÷24VAC, 1x 5A - standard fuses)
| AWZ618 |  | LB1P/1x3,15A/1,5/FTA/230V (60x43x40, 230VAC, 1 x T 3,15A - standard fuses)
| AWZ606 |  | LB2P/2x5A/2,5/FTA (75x53x40, 10÷30VDC / 10÷24VAC, 2x 5A - standard fuses)
| AWZ607 |  | LB4P/4x2A/2,5/FTA (75x76x26, 10÷30VDC / 10÷24VAC, 4x 2A - standard fuses)
| AWZ608 |  | LB4P/4x5A/2,5/FTA (76x40x54, 10÷30VDC / 10÷24VAC, 4x 5A - standard fuses)
FUSE MODULES (Standard fuses)
(dimensions: WxHxD, input voltage, number of outputs, technical output: FPS: fuse failure or AC/DC failure (R= relay type) Warranty: 2 year from the production date
for cable max. 2,5mm2
| code |  | name / description
| AWZ604 |  | LB1/1x5A/2,5/AW/R/FTA (70x43x40, 10÷30VDC / 10÷24VAC, 1x5A - standard fuses, FPS: R)
Protection modules
Overvoltage module electronic fuse module
(dimensions: WxHxD, input voltage, number of outputs)
Warranty: 2 year from the production date
| code |  | name / description
| AWZ540 |  | MZN1 Overvoltage module (50x43x26, 9÷40 VDC, 1x 4,0A, OVP=14VDC)
| AWZ527 |  | MBE1 electronic fuse module (76x54x22,10÷30VDC, current limit: 0,3A / 0,5A / 1,0A / 2,0A)
TRANSFORMERS
EI
EI series - with bracket
(dimensions: WxHxD [mm], parameters: S-power, Uin-230VAC/50Hz, nominal voltage outputs U1/U2, maximum current outputs I1/I2)
Warranty: 2 year from the production date
| code |  | name / description
| AWT060 |  | EI 20/16/18 (83,5x52x53,5, S=20VA, 16V/1,2A or 18V/1,0A)
| AWT070 |  | EI 40/16/18 (93x60x65, S=40VA, 16V/2,2A or 18V/2,0A)
| AWT071 |  | EI 40/16,5 (93x60x65, S=40VA, 16,5V/2,2A)
TRP - IP30
TRP series - IP30
(dimensions: WxHxD [mm], IP30, plastic enclosure PC/ABS in class UL 94 V-0, parameters: S-power, Uin-230VAC/50Hz, nominal voltage outputs U1/U2/U3, maximum current outputs I1/I2/I3)
Warranty: 2 year from the production date
| code |  | name / description
| AWT050 |  | TRP 20/16/18 (72x115x70, S= 20VA, 16V/1,2A or 18V/1,0A)
| AWT053 |  | TRP 20/12/14 (72x115x70, S= 20VA, 12V/1,6A or 14V/1,4A)
| AWT150 |  | TRP 40/16/18 (72x115x70, S= 40VA, 16V/2,2A or 18V/2,0A)
| AWT500 |  | TRP 50VA/16V/18V/20V (100x137x70, S= 50VA, 16V/3A or 18V/2,8A or 20V/2,5A)
| AWT524 |  | TRP 50VA/17V/24V/30V (100x137x70, S= 50VA, 17V/2,9A or 24V/2,1A or 30V/1,7A)
| AWT800 |  | TRP 80VA/16V/18V/20V (100x137x70, S= 80VA, 16V/5A or 18V/4,5A or 20V/4A)
| AWT824 |  | TRP 80VA/17V/24V/30V (100x137x70, S= 80VA, 17V/4,7A or 24V/3,3A or 30V/2,7A)
TOROIDS
TOR series
(dimensions: ФxH [mm], parameters: S-power, Uin-230VAC/50Hz, nominal voltage outputs U1/U2/U3, maximum current outputs I1/I2/I3)
Warranty: 2 year from the production date
| code |  | name / description
| AWT037 |  | TOR 50VA/16V/18V/20V (97x43, S=50VA, 16V/3,0A or 18V/2,8A or 20V/2,5A)
| AWT049 |  | TOR 50VA/17V/24V/30V (97x43 , S=50VA, 17V/2,9A or 24V/2,1A or 30V/1,7A)
| AWT039 |  | TOR 80VA/16V/18V/20V (97x55, S=80VA, 16V/5A or 18V/4,5A or 20V/4A)
| AWT048 |  | TOR 80VA/17V/24V/30V (97x55, S=80VA, 17V/4,7A or 24V/3,3A or 30V/2,7A)
| AWT042 |  | TOR 100VA/24V/27V/33V (105x45, S=100VA, 24V/4,17A or 27V/3,7A or 33V/3A)
| AWT042H |  | TOR 100VA/24V/27V/33V/DS.-1602ZJ PTZ/Hikvison (154x214x64, S=100VA, 24V/4,17A or 27V/3,7A or 33V/3A)
| AWT034 |  | TOR 150VA/24V/27V/33V (97x55, S=150VA, 24V/6,25A or 27V/5,6A or 33V/4,55A)
TRZ - IP43
TRZ series - IP43
(dimensions: WxHxD [mm], IP43, plastic enclosure PC/ABS in class UL 94 V-0, parameters: S-power, Uin-230VAC/50Hz, nominal voltage outputs U1/U2/U3, maximum current outputs I1/I2/I3)
Warranty: 2 year from the production date
| code |  | name / description
| AWT468 |  | TRZ 40/16/18 (75x124x65, S= 40VA, 16V/2,2A or 18V/2,0A)
| AWT682 |  | TRZ 60/18/20 (75x124x65, S=60VA, 18V/3,3A or 20V/3A)
| AWT5161820 |  | TRZ 50/16/18/20 (95x136x76, S=50VA, 16V/3A or 18V/2,8A or 20V/2,5A)
| AWT5172430 |  | TRZ 50/17/24/30 (95x136x76, S= 50VA, 17V/2,9A or 24V/2,08A or 30V/1,6A)
| AWT752 |  | EIZ75VA/20V (95x136x76, S= 75VA, 20V/3,75A)
| AWT8161820 |  | TRZ 80/16/18/20 (95x136x76, S=80VA, 16V/5A or 18V/4,5A or 20V/4A)
| AWT8172430 |  | TRZ 80/17/24/30 (95x136x76, S= 80VA, 17V/4,5A or 24V/3,3A or 30V/2,7A)
Transformers 16,5V
Transformers 16,5V
(dimensions: WxHxD [mm], parameters: S-power, Uin-230VAC/50Hz, nominal voltage output U1, maximum current output I1)
Warranty: 2 year from the production date
| code |  | name / description
| AWT830 |  | 30VA/16,5V (88x54x60, S= 30VA, 16,5V/1,8A)
| AWT845 |  | 45VA/16,5V (88x54x70, S= 45VA, 16,5V/2,7A)
for electric strikes
OTHERS
(dimensions: WxHxD [mm], IP64, parameters: S-power, Uin-230VAC/50Hz, nominal voltage outputs U1/U2, maximum current outputs I1/I2)
Warranty: 2 year from the production date
| code |  | name / description
| AWT027 |  | 10VA/11,5V/14V (80x63x49, S=10VA, 11,5V/0,8A or 14V/0,6A) mainly for electric strikes etc.
DIN mount brackets for TRP,TRZ,TOR transformers
DIN MOUNT BRACKETS for TRANSFORMERS
(for mounting transformers on DIN(35mm) rail)
Warranty: 2 year from the production date
| code |  | name / description
| AWO466 |  | DIN TRP/TRZ 20-40VA (holder DIN TRP/TRZ 20-40VA, for mounting transformers TRP/TRZ on DIN (35mm) rail)
| AWO467 |  | DIN TOR/TRP/TRZ 50-150VA (holder DIN TOR/TRZ 50-150VA, for mounting transformers TRZ or TOR on DIN (35mm) rail)
PANIC ALARM BUTTONS
foot triggered
PANIC ALARM BUTTONS
(dimensions: WxHxD [mm], signal output)
Warranty: 2 year from the production date
| code |  | name / description
| AWZ700 |  | PN (120x75x36, 1A@30VDC/VAC–C/NC/NO, 1A@30 VDC/50VAC–C/NC/NO)
| AWZ710 |  | PN-K (120x75x36, 0,5A@30VDC/50VAC–C/NC)
ADDITIONAL ACCESSORIES
| code |  | name / description
| MR008 |  | Lock type 802, different code of key
| MR027 |  | Lock type 876, the same code of key (code 9081)
| MR009 |  | Raw key compatible with MR008/MR027
| MR042 |  | Key code 9081, compatible with MR027 lock
| ML101 |  | TAMPER S C/NC 0.5 A@VDC/50VAC max.
| PW050 |  | Handle for tamper switch compatible with ML101 (100 pcs./ pack)
| ML106 |  | TAMPER B C/NC 1A@30VDC, 3A@250VAC max.
| PKAZ005 |  | TAMPER (built-up tamper, 16mm): C/NC, 0,5A @ 30VDC
| BGL618 |  | Mounting GL618 for AWZ521/ AWZ523/ AWZ523/ MST1512
| PW100 |  | Mounting pin PCB=casing=6.0 (100 pcs./ pack)
| MM051 |  | Mounting pin PCB=3.2casing=4.5 – RLCBSR-6-01 (100 pcs./ pack)
| MM054 |  | Adhesive mounting pin Φ6 PCB= Φ4.0 (SATEL) LCBSB-4-01-ART. (100 pcs./ pack)
| ML062 |  | Sleeve adapter 6,3adapter=6.3/J2.5 (male), compatible with 12V/ 15-22Ah) (100 pcs./ pack)
| PSDIN1 |  | Holder DIN/PS/PSB1– small (for mounting power supplies: PS-151210, PS-251220, PS-401230, PS-601250, PS-402415, PS-602425, PSB-251215, PSB-351225, PSB-501235, PSB-751250, PSB-352413, PSB-502418, PSB-754813, PSBOC251215, PSBOC351225, PSBOC501235, PSBOC502418, PSBOC751250, PSBOC754813, RS-15xxx, RS-25xxx, RS-35xxx, RS-50xxx, RS-75xxx, LRS-35xxx, LRS-50xxx LRS-75xxx on a DIN-rail)
| PSDIN2 |  | Holder DIN/PS/PSB2 – big (for mounting power supplies: PS-1001270, PS-15012100, PS-20012140,PS-1502450, PS-2002470 PSB-1001270, PSB-15512110, PSB-30012200, PSB-752425, PSB-1002435, PSB-1552455, PSB-30024100, PSB-1554828, PSB-3004850, PSBOC1001270, PSBOC15512110, PSBOC30012200, PSBOC752425, PSBOC1002435, PSBOC1552455, PSBOC30024100, PSBOC1554828, PSBOC3004850, RS-75xxx, RS-100xxx, RS-150xxx, LRS-75xxx, LRS-100xxx, LRS-150xxx on a DIN-rail)
| ML108 |  | Reduction of cable – socket DC 5,5/2,1 (SEPARABLE) (100 pcs./ pack)
| ML109 |  | Reduction cable – plug DC 5,5/2,1 (SEPARABLE) (100 pcs./ pack)
| ML120 |  | Reduction of cable – socket DC 5,5/2,1/N (INSEPARABLE) (100 pcs./ pack)
| ML121 |  | Reduction cable – plug DC 5,5/2,1/N (INSEPARABLE) (100 pcs./ pack)
| ML517 |  | Power adapter for the HIKVISION DVR (DIN 4 pin/ 2.1/5.5 socket) (Plug – socket: JACK 2,1/5,5 (male); Plug – plug: DIN4 (male))
| GF-GF |  | GF-GF Transition socket F - socket F (professional) (25 pcs./ pack)
| SP4 |  | Splitter 4 DC DC 5,5/2,1
| SP8 |  | Splitter 8 DC DC 5,5/2,1
| PSD13 |  | Power cord 230VAC 3x0.75mm2, 2m, angled plug CEE 7/7 (EF), angled plug IEC C13
| PSD14 |  | Power cord 230VAC 3x0,5mm2, 1,5m, angled plug CEE 7/7 (EF), IEC C13
| PSD15 |  | Power cord 230VAC 3x1mm2, 2m, CEE 7/7 (EF), IEC C13
| PSD16 |  | Power cord 230VAC 3x0,5mm2, 2m, IEC C14, IEC C13
| PSD17 |  | Power cord 230VAC 3x0,5mm2, 2m, IEC C14, CEE 7F Schuko
MEAN WELL POWER SUPPLY UNITS
Power supply units, enclosed
RS series: 1-output
(dimensions: WxHxD [mm], Uin, I-output current)
Warranty: 3 year from the production date
| code |  | name / description
5 VDC
| RS-15-5 |  | RS 5V/15W/3A (28x51x62,5, Uin=85÷264VAC/120÷370VDC, I=3A)
12 VDC
| RS-15-12 |  | RS 12V/15,6W/1,3A (28x51x62,5, Uin=88÷264VAC/124÷370VDC, I=1,3A)
| RS-25-12 |  | RS 12V/25,2W/2,1A (28x51x78, Uin=88÷264VAC/124÷370VDC, I=2,1A)
| RS-35-12 |  | RS 12V/36W/3A (35x82x99, Uin=88÷264VAC/124÷370VDC, I=3A)
| RS-50-12 |  | RS 12V/50,4W/4,2A (36x97x99, Uin=88÷264VAC/124÷370VDC, I=4,2A)
| RS-75-12 |  | RS 12V/72W/6A (38x98x129, Uin=88÷264VAC/124÷370VDC, I=6A)
| RS-100-12 |  | RS 12V/102W/8,5A (38x97x159, Uin=88÷264VAC/124÷370VDC, I=8,5A)
| RS-150-12 |  | RS 12V/150W/12,5A (38x98x199, Uin=115/230VAC, I=12,5A)
15 VDC
| RS-15-15 |  | RS 15V/15W/1A (28x51x62,5, Uin=88÷264VAC/124÷370VDC, I=1A)
| RS-25-15 |  | RS 15V/25,5W/1,7A (28x51x78, Uin=88÷264VAC/124÷370VDC, I=1,7A)
| RS-35-15 |  | RS 15V/36W/2,4A (35x82x99, Uin=88÷264VAC/124÷370VDC, I=2,4A)
| RS-50-15 |  | RS 15V/51W/3,4A (36x97x99, Uin=88÷264VAC/124÷370VDC, I=3,4A)
| RS-75-15 |  | RS 15V/75W/5A (38x98x129, Uin=88÷264VAC/124÷370VDC, I=5A)
| RS-100-15 |  | RS 15V/105W/7A (38x97x159, Uin=88÷264VAC/125÷373VDC, I=7A)
| RS-150-15 |  | RS 15V/150W/10A (38x98x199, Uin=88÷132VAC / 176÷264VAC / 124÷370VDC, I=10A)
24 VDC
| RS-15-24 |  | RS 24V/15W/0,625A (28x51x62,5, Uin=88÷264VAC/124÷370VDC, I=0,625A)
| RS-25-24 |  | RS 24V/26,4W/1,1A (28x51x78, Uin=88÷264VAC/124÷370VDC, I=1,1A)
| RS-35-24 |  | RS 24V/36W/1,5A (35x82x99, Uin=88÷264VAC/124÷370VDC, I=1,5A)
| RS-50-24 |  | RS 24V/52,8W/2,2A (36x97x99, Uin=88÷264VAC/124÷370VDC, I=2,2A)
| RS-75-24 |  | RS 24V/76,8W/3,2A (38x98x129, Uin=88÷264VAC/124÷370VDC, I=3,2A)
| RS-100-24 |  | RS 24V/108W/4,5A (38x97x159, Uin=88÷264VAC/124÷370VDC, I=4,5A)
| RS-150-24 |  | RS 24V/156W/6,5A (38x98x199, Uin=115/230VAC, I=6,5A)
48 VDC
| RS-75-48 |  | RS 48V/76,8W/1,6A (38x97x129, Uin=88÷264VAC/124÷373VDC, I=1,6A)
| RS-150-48 |  | RS 48V/158,4W/3,3A (38x98x199, Uin=115/230VAC, I=3,3A)
RQ series
(dimensions: WxHxD [mm], Uin, I-output current)
Warranty: 3 year from the production date
| code |  | name / description
5 /15 /-5 /-15 VDC
| RQ-65C |  | RQ 5V/15V/-5V/-15V/65W/5A/2A/0.5A/0.5A (129x98x38, Uin=88÷264VAC / 125÷373VDC, outputs: CH1:5A/5VDC, CH2:2A/15VDC, CH3:0,5A/-5VDC, CH4:0,5A/-15VDC)
LRS series
(dimensions: WxHxD [mm], Uin, I-output current)
Warranty: 3 year from the production date
| code |  | name / description
12 VDC
| LRS-35-12 |  | LRS 12V/35W/3A (99x82x30, Uin=85÷264VAC/120÷373VDC, I=3A)
| LRS-50-12 |  | LRS 12V/50W/4,2A (99x82x30, Uin=85÷264VAC/120÷373VDC, I=4,2A)
| LRS-75-12 |  | LRS 12V/75W/6A (99x97x30, Uin=85÷264VAC/120÷373VDC, I=6A)
| LRS-100-12 |  | LRS 12V/100W/8,5A (129x97x30, Uin=85÷264VAC/120÷373VDC, I=8,5A)
| LRS-150-12 |  | LRS 12V/150W/12,5A (159x97x30, Uin=85÷132VAC/170÷264VAC/240÷370VDC, I=12,5A)
15 VDC
| LRS-35-15 |  | LRS 15V/35W/2,4A (99x82x30, Uin=85÷264VAC/120÷373VDC, I=2,4A)
| LRS-50-15 |  | LRS 15V/50W/3,4A (99x82x30, Uin=85÷264VAC/120÷373VDC, I=3,4A)
| LRS-75-15 |  | LRS 15V/75W/5A (99x97x30, Uin=85÷264VAC/120÷373VDC, I=5A)
| LRS-100-15 |  | LRS 15V/100W/7A (129x97x30, Uin=85÷264VAC/120÷373VDC, I=7A)
| LRS-150-15 |  | LRS 15V/150W/10A (159x97x30, Uin=85÷132VAC/170÷264VAC/240÷370VDC, I=10A)
24 VDC
| LRS-35-24 |  | LRS 24V/35W/1,5A (99x82x30, Uin=85÷264VAC/120÷373VDC, I=1,5A)
| LRS-50-24 |  | LRS 24V/50W/2,2A (99x82x30, Uin=85÷264VAC/120÷373VDC, I=2,2A)
| LRS-75-24 |  | LRS 24V/75W/3,2A (99x97x30, Uin=85÷264VAC/120÷373VDC, I=3,2A)
| LRS-100-24 |  | LRS 24V/100W/4,5A (129x97x30, Uin=85÷264VAC/120÷373VDC, I=4,5A)
| LRS-150-24 |  | LRS 24V/150W/6,5A (159x97x30, Uin=85÷132VAC/170÷264VAC/240÷370VDC, I=6,5A)
48 VDC
| LRS-35-48 |  | LRS 48V/35W/0,8A (99x82x30, Uin=85÷264VAC/120÷373VDC, I=0,8A)
| LRS-50-48 |  | LRS 48V/50W/1,1A (99x82x30, Uin=85÷264VAC/120÷373VDC, I=1,1A)
| LRS-75-48 |  | LRS 48V/75W/1,6A (99x97x30, Uin=85÷264VAC/120÷373VDC, I=1,6A)
| LRS-100-48 |  | LRS 48V/100W/2,3A (129x97x30, Uin=85÷264VAC/120÷373VDC, I=2,3A)
| LRS-150-48 |  | LRS 48V/150W/3,3A (159x97x30, Uin=85÷132VAC/170÷264VAC/240÷370VDC, I=3,3A)
SP series
(dimensions: WxHxD [mm], Uin, I-output current)
Warranty: 3 year from the production date
| code |  | name / description
5 VDC
| SP-320-5 |  | SP 5V/275W/55A (215x115x50, Uin=88÷264VAC/124÷370VDC, I=55A)
12 VDC
| SP-150-12 |  | SP 12V/150W/12.5A (199x99x50, Uin=85÷264VAC/120÷370VDC, I=12,5A)
| SP-240-12 |  | SP 12V/240W/20A (190x93x50, Uin=88÷264VAC/124÷370VDC, I=20A)
24 VDC
| SP-240-24 |  | SP 24V/240W/10A (190x93x50, Uin=88÷264VAC/124÷370VDC, I=10A)
| SP-320-24 |  | SP 24V/312W/13A (215x115x50, Uin=88÷264VAC/124÷370VDC, I=13A)
| SP-480-24 |  | SP 24V/480W/20A (278x127x43, Uin=88÷264VAC/120÷370VDC, I=20A)
| SP-500-24 |  | SP 24V/500W/20A (278x127x43, Uin=88÷264VAC/120÷370VDC, I=20A)
27 VDC
| SP-150-27 |  | SP 27V/150W/5.6A (199x99x50, Uin=85÷264VAC/120÷370VDC, I=5,6A)
| SP-320-27 |  | SP 27V/315,9W/11,7A (215x115x50, Uin=88÷264VAC/120÷370VDC, I=11,7A)
RSP series
(dimensions: WxHxD [mm], Uin, I-output current)
Warranty: 3 year from the production date
| code |  | name / description
12 VDC
| RSP-200-12 |  | RSP 12V/200W/16,7A (190x93x50, Uin=88÷264VAC/120÷370VDC, I=16,7A)
| RSP-320-12 |  | RSP 12V/320W/27,6A (215x115x30, Uin=88÷264VAC/120÷370VDC, I=27,6A)
| RSP-500-12 |  | RSP 12V/500W/41,7A (230x127x41, Uin=88÷264VAC/120÷370VDC, I=41,7A)
15 VDC
| RSP-100-15 |  | RSP 15V/100W/6.7A (179x99x30, Uin=85÷264VAC/120÷370VDC, I=6,7A)
| RSP-150-15 |  | RSP 15V/150W/10A (199x99x30, Uin=85÷264VAC/120÷370VDC, I=10A)
27 VDC
| RSP-150-27 |  | RSP 27V/150W/5,6A (199x99x30, Uin=88÷264VAC/120÷370VDC, I=5,6A)
| RSP-200-27 |  | RSP 27V/200W/7,5A (215x115x30, Uin=88÷264VAC/120÷370VDC, I=7,5A)
| RSP-500-27 |  | RSP 27V/500W/18,6A (230x127x41, Uin=88÷264VAC/120÷370VDC, I=18,6A)
48 VDC
| RSP-320-48 |  | RSP 48V/320W/6.7A (215x115x30, Uin=88÷264VAC/124÷370VDC, I=6,7A)
| RSP-1000-48 |  | RSP 48V/1008W/21A (190x93x50, Uin=88÷264VAC/120÷370VDC, I=21A)
USP series
(dimensions: WxHxD [mm], Uin, I-output current)
Warranty: 3 year from the production date
| code |  | name / description
| USP-350-24 |  | USP 24V/350W/14,6A (236x102x38, Uin=90÷264VAC/127÷370VDC, I=14,6A)
HRP series
(dimensions: WxHxD [mm], Uin, I-output current)
Warranty: 5 year from the production date
| code |  | name / description
12 VDC
| HRP-600-12 |  | HRP 12V/600W/53A (218x105x63,5, Uin=88÷264VAC/120÷370VDC, I=53A)
24 VDC
| HRP-100-24 |  | HRP 24V/108W/4,5A (159x97x38, Uin=88÷264VAC/120÷370VDC, I=4,5A)
RCP series
(dimensions: WxHxD [mm], Uin, I-output current)
Warranty: 3 year from the production date
| code |  | name / description
48 VDC
| RCP-1000-48 |  | RCP 48V/1000W/21A RACK (295x127x41, Uin=90÷264VAC/127÷370VDC, I=21A/48VDC)
| RCP-2000-48 |  | RCP 48V/2000W/42A RACK (295x127x41, Uin=90÷264VAC/127÷370VDC, I=42A/48VDC)
Power supply units for a DIN rail
MDR series
(dimensions: WxHxD [mm], Uin, I-output current)
Warranty: 3 year from the production date
| code |  | name / description
5 VDC
| MDR-10-5 |  | MDR 5V/10W/2A (100x90x22,5, Uin=85÷264VAC/120÷370VDC, I=2A)
12 VDC
| MDR-10-12 |  | MDR 12V/10W/0,84A (100x90x22,5, Uin=85÷264VAC/120÷370VDC, I=0,84A)
| MDR-20-12 |  | MDR 12V/20W/1,67A (100x90x22,5, Uin=85÷264VAC/120÷370VDC, I=1,67A)
| MDR-40-12 |  | MDR 12V/40W/3,33A (100x90x40, Uin=85÷264VAC/120÷370VDC, I=3,33A)
| MDR-60-12 |  | MDR 12V/60W/5A (100x90x40, Uin=85÷264VAC/120÷370VDC, I=6A)
| MDR-100-12 |  | MDR 12V/90W/7,5A (100x90x55, Uin=85÷264VAC, Uin=120÷370VDC, I=7,5A)
15 VDC
| MDR-20-15 |  | MDR 15V/20W/1,34A (100x90x22,5, Uin=85÷264VAC/120÷370VDC, I=1,35A)
24 VDC
| MDR-10-24 |  | MDR 24V/10W/0,42A (100x90x22,5, Uin=85÷264VAC/120÷370VDC, I=0,42A)
| MDR-20-24 |  | MDR 24V/24W/1A (100x90x22,5, Uin=85÷264VAC/120÷370VDC, I=1A)
| MDR-40-24 |  | MDR 24V/40,8W/1,7A (100x90x40, Uin=85÷264/120÷370VDC, I=1,7A)
| MDR-60-24 |  | MDR 24V/60W/2,5A (100x90x40, Uin=85÷264VAC/120÷370VDC, I=2,5A)
| MDR-100-24 |  | MDR 24V/96W/4A (100x90x55, Uin=85÷264VAC/120÷370VDC, I=4A)
27 VDC
| MDR-60-48 |  | MDR 48V/60W/1,25A (100x90x40, Uin=85÷264VAC/120÷370VDC, I=1,25A)
| MDR-100-48 |  | MDR 48V/100W/2A (100x90x55, Uin=85÷264VAC/120÷370VDC, I=2A)
DR series - I Insulation class
(dimensions: WxHxD [mm], Uin, I-output current)
Warranty: 3 year from the production date
| code |  | name / description
12 VDC
| DR-4512 |  | DR 12V/42W/3,5A (78x93x67, Uin=85÷264VAC, I=3,5A)
| DR-75-12 |  | DR 12V/76W/6,3A (100x125,2x55,5, Uin=85÷264VAC, I=6,3A)
| DR-120-12 |  | DR 12V/120W/10A (100x125,2x65,5, Uin=90÷132VAC/180÷264VAC, I=10A)
15 VDC
| DR-4515 |  | DR 15V/42W/2,8A (78x93x67, Uin=85÷264VAC/120÷370VAC, I=2,8A)
24 VDC
| DR-4524 |  | DR 24V/48W/2A (67x93x67, Uin=85÷264VAC, I=2A)
| DR-75-24 |  | DR 24V/76,8W/3,2A (100x125,2x55,5, Uin=85÷264VAC, I=3,2A)
| DR-120-24 |  | DR 24V/120W/5A (100x125,2x65,5, Uin=90÷132VAC/180÷264VAC, I=5A)
DR series - II Insulation class
(dimensions: WxHxD [mm], Uin, I-output current)
Warranty: 3 year from the production date
| code |  | name / description
12 VDC
| DR-15-12 |  | DR 12V/15W/1,25A (56x93x25, Uin=85÷264VAC/120÷370VDC, I=1,25A)
| DR-30-12 |  | DR 12V/24W/2A (56x93x78, Uin=85÷264VAC/120÷370VDC, I=2A)
| DR-60-12 |  | DR 12V/54W/4,5A (56x93x78, Uin=85÷264VAC/120÷370VDC, I=4,5A)
| DR-100-12 |  | DR 12V/90W/7,5A (56x93x100, Uin=85÷264VAC/120÷370VDC, I=7,5A)
15 VDC
| DR-30-15 |  | DR 15V/30W/2A (56x93x78, Uin=85÷264VAC/120÷370VDC, I=2A)
| DR-60-15 |  | DR 15V/60W/4A (56x93x78, Uin=88÷264VAC/124÷370VDC, I=4A)
24 VDC
| DR-15-24 |  | DR 24V/15,2W/0,63A (56x93x25, Uin=85÷264VAC/120÷370VDC, I=0,63A)
| DR-30-24 |  | DR 24V/36W/1,5A (56x93x78, Uin=85÷264VAC/120÷370VDC, I=1,5A)
| DR-60-24 |  | DR 24V/60W/2,5A (56x93x78, Uin=85÷264VAC/120÷370VDC, I=2,5A)
| DR-100-24 |  | DR 24V/100,8W/4,2A (56x93x100, Uin=85÷264VAC/120÷370VDC, I=4,2A)
DRP series
(dimensions: WxHxD [mm], Uin, I-output current)
Warranty: 3 year from the production date
| code |  | name / description
24 VDC
| DRP-240-24 |  | DRP 24V/240W/10A (126x125x100, Uin=85÷264VAC, I=10A)
| DRP-480-24 |  | DRP 24V/480W/20A (227x125x100, Uin=85÷264VAC, I=20A)
48 VDC
| DRP-480-48 |  | DRP 48V/480W/10A (227x125x100, Uin=85÷264VAC, I=10A)
DRT series
(dimensions: WxHxD [mm], Uin, I-output current)
Warranty: 3 year from the production date
| code |  | name / description
24 VDC
| DRT-240-24 |  | DRT 24V/240W/10A (126x126x100, Uin=85÷264VAC, I=10A)
| DRT-480-24 |  | DRT 24V/480W/20A (227x126x100, Uin=180÷264VAC, I=20A)
48 VDC
| DRT-240-48 |  | DRT 48V/240W/5A (126x126x100, Uin=85÷264VAC, I=5A)
| DRT-480-48 |  | DRT 48V/480W/10A (227x126x100, Uin=180÷264VAC, I=10A)
EDR series
(dimensions: WxHxD [mm], Uin, I-output current)
Warranty: 2 year from the production date
| code |  | name / description
12 VDC
| EDR-75-12 |  | EDR 12V/75W/6.3A (32x125x102, Uin=90÷264VAC / 127÷370VDC, I=6,3A/12VDC)
| EDR-120-12 |  | EDR 12V/120W/10A (40x125x113, Uin=90÷264VAC / 127÷370VDC, I=10A/12VDC)
24 VDC
| EDR-75-24 |  | EDR 24V/75W/3.2A (32x125x102, Uin=90÷264VAC / 127÷370VDC, I=3,2A/24VDC)
| EDR-120-24 |  | EDR 24V/120W/5A (40x125x113, Uin=90÷264VAC / 127÷370VDC, I=5A/24VDC)
| EDR-150-24 |  | EDR 24V/150W/6.5A (40x125x113, Uin=90÷264VAC / 127÷370VDC, I=6,5A/24VDC)
48 VDC
| EDR-75-48 |  | EDR 48V/75W/1.6A (32x125x102, Uin=90÷264VAC / 127÷370VDC, I=1,6A/48VDC)
| EDR-120-48 |  | EDR 48V/120W/2.5A (40x125x113, Uin=90÷264VAC / 127÷370VDC, I=2,5A/48VDC)
NDR series
(dimensions: WxHxD [mm], Uin, I-output current)
Warranty: 3 year from the production date
| code |  | name / description
12 VDC
| NDR-75-12 |  | NDR 12V/75W/6,3A (32x125x102, Uin=90÷264VAC / 127÷370VDC, I=6,3A/12VDC)
| NDR-120-12 |  | NDR 12V/120W/10A (40x125x113, Uin=90÷264VAC / 127÷370VDC, I=10A/12VDC)
24 VDC
| NDR-75-24 |  | NDR 24V/75W/3,2A (32x125x102, Uin=90÷264VAC / 127÷370VDC, I=3,2A/24VDC)
| NDR-120-24 |  | NDR 24V/120W/5A (40x125x113, Uin=90÷264VAC / 127÷370VDC, I=5A/24VDC)
| NDR-240-24 |  | NDR 24V/240W/10A (63x125x113, Uin=90÷264VAC / 127÷370VDC, I=10A/24VDC)
| NDR-480-24 |  | NDR 24V/480W/20A (85x125x128, Uin=90÷264VAC / 127÷370VDC, I=20A/24VDC)
48 VDC
| NDR-75-48 |  | NDR 48V/75W/1,6A (32x125x102, Uin=90÷264VAC / 127÷370VDC, I=1,6A/48VDC)
| NDR-120-48 |  | NDR 48V/120W/2.5A (40x125x113, Uin=90÷264VAC / 127÷370VDC, I=2,5A/48VDC)
| NDR-240-48 |  | NDR 48V/240W/5A (63x125x113, Uin=90÷264VAC / 127÷370VDC, I=5A/48VDC)
| NDR-480-48 |  | NDR 48V/480W/10A (85x125x128, Uin=90÷264VAC / 127÷370VDC, I=10A/48VDC)
SDR series
(dimensions: WxHxD [mm], Uin, I-output current)
Warranty: 3 year from the production date
| code |  | name / description
12 VDC
| SDR-75-12 |  | SDR 12V/75W/6,3A (32x126x102, Uin=85÷264VAC, I=6,3A)
| SDR-120-12 |  | SDR 12V/120W/10A (40x126x114, Uin=85÷264VAC, I=10A)
24 VDC
| SDR-75-24 |  | SDR 24V/75W/3,2A (32x126x102, Uin=85÷264VAC, I=3,2A)
| SDR-120-24 |  | SDR 24V/120W/5A (40x126x114, Uin=85÷264VAC, I=5A)
| SDR-240-24 |  | SDR 24V/240W/10A (63x126x114, Uin=85÷264VAC, I=10A)
| SDR-480-24 |  | SDR 24V/480W/20A (86x126x129, Uin=85÷264VAC, I=20A)
48 VDC
| SDR-120-48 |  | SDR 48V/120W/2,5A (40x126x114, Uin=85÷264VAC, I=2,5A)
| SDR-240-48 |  | SDR 48V/240W/5A (63x126x114, Uin=85÷264VAC, I=5A)
| SDR-480-48 |  | SDR 48V/480W/10A (86x126x129, Uin=85÷264VAC, I=10A)
| SDR-480P-48 |  | SDR 48V/480W/10A (86x126x129, Uin=85÷264VAC, I=10A)
WDR series
(dimensions: WxHxD [mm], Uin, I-output current)
Warranty: 3 year from the production date
| code |  | name / description
12 VDC
| WDR-120-12 |  | WDR 12V/120W/10A (40x126x114, Uin=85÷264VAC, I=10A)
24 VDC
| WDR-480-24 |  | WDR 24V/480W/20A (86x126x129, Uin=85÷264VAC, I=10A)
HDR series
(dimensions: WxLxD [mm])
Warranty: 3 year from the production date
| code |  | name / description
5 VDC
| HDR-15-5 |  | HDR 5V/15W/2.4A (17,5x90x54,5)
| HDR-30-5 |  | HDR 5V/30W/3A (35x90x54,5)
| HDR-60-5 |  | HDR 5V/60W/6.5A (52,5x90x54,5)
12 VDC
| HDR-15-12 |  | HDR 12V/15W/1.25A (17,5x90x54,5)
| HDR-30-12 |  | HDR 12V/30W/2A (35x90x54,5)
| HDR-60-12 |  | HDR 12V/60W/4.5A (52,5x90x54,5)
| HDR-100-12 |  | HDR 12V/100W/7.1A (70x90x54,5)
15 VDC
| HDR-15-15 |  | HDR 15V/15W/1A (17,5x90x54,5)
| HDR-30-15 |  | HDR 15V/30W/2A (35x90x54,5)
| HDR-60-15 |  | HDR 15V/60W/4A (52,5x90x54,5)
| HDR-100-15 |  | HDR 15V/100W/6.13A (70x90x54,5)
24 VDC
| HDR-15-24 |  | HDR 24V/15W/0.63A (17,5x90x54,5)
| HDR-30-24 |  | HDR 24V/30W/1.5A (35x90x54,5)
| HDR-60-24 |  | HDR 24V/60W/2.5A (52,5x90x54,5)
| HDR-100-24 |  | HDR 24V/100W/3.83A (70x90x54,5)
48 VDC
| HDR-15-48 |  | HDR 48V/15W/0.32A (17,5x90x54,5)
| HDR-30-48 |  | HDR 48V/30W/0.75A (35x90x54,5)
| HDR-60-48 |  | HDR 48V/60W/1.25A (52,5x90x54,5)
| HDR-100-48 |  | HDR 48V/100W/1.92A (70x90x54,5)
Buffer module
(dimensions: WxHxD [mm], Uin, I-output current)
Warranty: 3 year from the production date
| code |  | name / description
| DR-UPS40 |  | DR 24V/40A (100x125,2x55,5, Uin=21÷29VAC, I=40A)
Power supply units for a DIN rail - buffer
BUFFER POWER SUPPLY UNITS: DRC series
(dimensions: WxHxD [mm], Uin, Uout, I-output current)
Warranty: 3 year from the production date
| code |  | name / description
13,8 VDC
| DRC-40A |  | DRC 13.8V/40W/1.9A/1A (40x90x100, Uin=90÷264VAC/127÷370VDC, ΣI=1,9A+1A/13,8VDC, Technical outputs OC type: AC OK – AC network failure, Bat. Low – low battery voltage)
| DRC-60A |  | DRC 13.8V/60W/2.8A/1.5A (40x90x100, Uin=90÷264VAC/127÷370VDC, ΣI=2,8A+1,5A/13,8VDC, Technical outputs OC type: AC OK – AC network failure, Bat. Low – low battery voltage)
| DRC-100A |  | DRC 13.8V/100W/4.5A/2.5A (55x90x100, Uin=90÷264VAC/127÷370VDC, ΣI=4,5A+2,5A/13,8VDC, Technical outputs OC type: AC OK – AC network failure, Bat. Low – low battery voltage)
27,6 VDC
| DRC-40B |  | DRC 27.6V/40W/0.95A/0.5A (40x90x100, Uin=90÷264VAC/127÷370VDC, ΣI=0,95A+0,5A/27,6VDC, Technical outputs OC type: AC OK – AC network failure, Bat. Low – low battery voltage)
| DRC-60B |  | DRC 27.6V/60W/1.4A/0.75A (40x90x100, Uin=90÷264VAC/127÷370VDC, ΣI=1,4A+0,75A/27,6VDC, Technical outputs OC type: AC OK – AC network failure, Bat. Low – low battery voltage)
| DRC-100B |  | DRC 27.6V/100W/2.25A/1.25A (55x90x100, Uin=90÷264VAC/127÷370VDC, ΣI=2,25A+1,25A/27,6VDC, Technical outputs OC type: AC OK – AC network failure, Bat. Low – low battery voltage)
Buffer power supply
BUFFER POWER SUPPLY UNITS: AD series
(dimensions: WxHxD [mm], Uin, Uout, I-output current)
Warranty: 2 year from the production date
| code |  | name / description
13,8 VDC
| AD-55A |  | AD 13,8V/3,5A (159x97x38, Uin=88÷264VAC/124÷370VDC, Uout=13,8VDC, I=3,5A)
| AD-155A |  | AD 13,8V/11,5A (199x110x50, Uin=88÷264VAC/124÷370VDC, Uout=13,8VDC, I=11,5A)
27,6 VDC
| AD-55B |  | AD 27,6V/2A (159x97x38, Uin=88÷264VAC/124÷370VDC, Uout=27,6VDC, I=2A)
| AD-155B |  | AD 27,6V/5,5A (199x110x50, Uin=88÷264VAC/124÷370VDC, Uout=27,6VDC, I=5,5A)
54 VDC
| AD-155C |  | AD 54V/2,7A (199x110x50, Uin=88÷264VAC/124÷370VDC, Uout=54VDC, I=2,7A)
BUFFER POWER SUPPLY UNITS: SCP series
(dimensions: WxHxD [mm], Uin, Uout, I-output current)
Warranty: 2 year from the production date
| code |  | name / description
13,8 VDC
| SCP-35-12 |  | SCP 13,8V/2,6A (99x97x36, Uin=85÷264VAC/120÷370VDC, Uout=13,8VDC, I=2,6A)
| SCP-50-12 |  | SCP 13,8V/3,6A (129x98x38, Uin=85÷264VAC/120÷370VDC, Uout=13,8VDC, I=3,6A)
| SCP-75-12 |  | SCP 13,8V/5,4A (159x97x38, Uin=85÷264VAC/120÷370VDC, Uout=13,8VDC, I=5,4A)
27,6 VDC
| SCP-35-24 |  | SCP 27,6V/1,4A (99x97x36, Uin=85÷264VAC/120÷370VDC, Uout=27,6VDC, I=1,4A)
| SCP-50-24 |  | SCP 27,6V/1,8A (129x98x38, Uin=85÷264VAC/120÷370VDC, Uout=27,6VDC, I=1,8A)
| SCP-75-24 |  | SCP 27,6V/2,7A (159x97x38, Uin=85÷264VAC/120÷370VDC, Uout=27,6VDC, I=2,7A)
BUFFER POWER SUPPLY UNITS: PSC series
(dimensions: WxHxD [mm], Uin, Uout, I-output current)
Warranty: 2 year from the production date
| code |  | name / description
13,8 VDC
| PSC-100A-C |  | PSC 13,8V/100W/7.25A (130x85x37, Uin=90÷264VAC/127÷370VDC, Uout=13,8VDC, I=4,75A)
27,6 VDC
| PSC-100B-C |  | PSC 27,6V/100W/3.65A (130x85x37, Uin=90÷264VAC/127÷370VDC, Uout=27,6VDC, I=2,4A)
Power supplies for led lighting
LPV series
(dimensions: WxHxD [mm], Uin, Uout, I-output current, IP67)
Warranty: 2 year from the production date
| code |  | name / description
12 VDC
| LPV-20-12 |  | LPV 12V/20W/1,67A (118x35x26, Uin=90÷264VAC, I=1,67A)
| LPV-35-12 |  | LPV 12V/35W/3A (148x40x30, Uin=90÷264VAC, I=3A)
| LPV-60-12 |  | LPV 12V/60W/5A (163x43x32, Uin=90÷264VAC, I=5A)
| LPV-100-12 |  | LPV 12V/100W/8,5A (190x52x37, Uin=90÷264VAC, I=8,5A)
| LPV-150-12 |  | LPV 12V/150W/10A (191x63x37,5, Uin=180÷305VAC, I=10A)
48 VDC
| LPV-60-48 |  | LPV 48V/60W/1.25A (162,5x42,5x32, Uin=90÷264VAC, I=1,25A)
LPH series
(dimensions: WxHxD [mm], Uin, Uout, I-output current)
Warranty: 2 year from the production date
| code |  | name / description
| LPH-18-12 |  | LPH 12V/18W/1.5A (140x30x22, Uin=180÷264VAC, I=1,5A)
LPC series
(dimensions: WxHxD [mm], Uin, Uout, I-output current, IP67)
Warranty: 2 year from the production date
| code |  | name / description
constant current -350mA
| LPC-20-350 |  | LPC 9-48V/20W/350mA (118x35x26, Uin=90÷264VAC/127÷370VDC, Uout=350mA/9÷48VDC)
HLN series
(dimensions: WxHxD [mm], Uin, Uout, I-output current, IP64)
Warranty: 3 year from the production date
| code |  | name / description
12 VDC
| HLN-80H-12B |  | HLN 12V/60W/5A (181x61,5x35, Uin=90÷305VAC/127÷431VDC, Uout=5A/7,2÷12VDC
DC/AC inverters
DC/AC inverters: A301 series
(dimensions: WxHxD [mm], Uin)
Warranty: 1 year from the production date
| code |  | name / description
| A301-300-F3 |  | A301 12V/230V 300W (165x88x74, Uin=12VDC/35A, Uout=230VAC/50Hz – modified sine wave)
DC/AC inverters: TS series - full sine wave
(dimensions: WxHxD [mm], Uin)
Warranty: 3 year from the production date
| code |  | name / description
| TS-700-212B |  | TS 12VDC/230VAC/700W (295x184x70, Uin=12VDC/75A, Uout=230VAC/50Hz – full sine wave (THD<3%)
DC/DC converters
SD series
(dimensions: WxHxD [mm], Uin, Uout)
Warranty: 2 year from the production date
| code |  | name / description
5 VDC
| SD-15C-05 |  | SD 5V/15W/3A (78x51x28, Uin=36÷72VDC, Uout=3A/5VDC)
12 VDC
| SD-15C-12 |  | SD 12V/15W/1.25A (78x51x28, Uin=36÷72VDC, Uout=1,25A/12VDC)
| SD-100B-12 |  | SD 12V/102W/8,5A (199x98x38, Uin=19÷36VDC, Uout=12VDC, I=8,5A)
| SD-200C-12 |  | SD 12V/200W/16,7A (215x116x50, Uin=36÷72VDC, Uout=12VDC, I=16,7A)
48 VDC
| SD-200C-48 |  | SD 48V/200W/4,2A (215x116x50, Uin=36÷72VDC, Uout=48VDC, I=4,2A)
RSD series
(dimensions: WxHxD [mm], Uin, Uout, I-output current)
Warranty: 3 year from the production date
| code |  | name / description
24 VDC
| RSD-100C-24 |  | RSD 24V/100W/4,2A (161x68x36, Uin=33,6÷62,4VDC, Uout=24VDC, I=4,2A)
48 VDC
| RSD-300B-48 |  | RSD 48V/274W/5,7A (216x97x40, Uin=16,8÷31,2VDC, Uout=48VDC, I=5,7A)
RACK 19’’ cabinets and accessories